## Line_Data
1/X (S) |  | X (Ohm) |  | R (Ohm) |  | Long-Term Rating (MW) |  | Short-Term Rating (MW) |  | Line Capacity Factor: | 0.8
| column1 |  | column1 |  | column1 |  | column1 |  | column1
l1 | 7142.8571 | l1 |  | l1 |  | l1 | 175 | l1 | 210
l2 | 473.9336 | l2 |  | l2 |  | l2 | 175 | l2 | 210
l3 | 1176.4706 | l3 |  | l3 |  | l3 | 175 | l3 | 210
l4 | 787.4016 | l4 |  | l4 |  | l4 | 175 | l4 | 210
l5 | 520.8333 | l5 |  | l5 |  | l5 | 175 | l5 | 210
l6 | 840.3361 | l6 |  | l6 |  | l6 | 175 | l6 | 210
l7 | 1190.4762 | l7 |  | l7 |  | l7 | 400 | l7 | 480
l8 | 961.5385 | l8 |  | l8 |  | l8 | 175 | l8 | 210
l9 | 1136.3636 | l9 |  | l9 |  | l9 | 175 | l9 | 210
l10 | 1639.3443 | l10 |  | l10 |  | l10 | 175 | l10 | 210
l11 | 1639.3443 | l11 |  | l11 |  | l11 | 175 | l11 | 210
l12 | 606.0606 | l12 |  | l12 |  | l12 | 175 | l12 | 210
l13 | 606.0606 | l13 |  | l13 |  | l13 | 175 | l13 | 210
l14 | 1190.4762 | l14 |  | l14 |  | l14 | 400 | l14 | 480
l15 | 1190.4762 | l15 |  | l15 |  | l15 | 400 | l15 | 480
l16 | 1190.4762 | l16 |  | l16 |  | l16 | 400 | l16 | 480
l17 | 1190.4762 | l17 |  | l17 |  | l17 | 400 | l17 | 480
l18 | 2083.3333 | l18 |  | l18 |  | l18 | 500 | l18 | 600
l19 | 2380.9524 | l19 |  | l19 |  | l19 | 500 | l19 | 600
l20 | 2083.3333 | l20 |  | l20 |  | l20 | 500 | l20 | 600
l21 | 1030.9278 | l21 |  | l21 |  | l21 | 500 | l21 | 600
l22 | 1149.4253 | l22 |  | l22 |  | l22 | 500 | l22 | 600
l23 | 1694.9153 | l23 |  | l23 |  | l23 | 500 | l23 | 600
l24 | 5882.3529 | l24 |  | l24 |  | l24 | 500 | l24 | 600
l25 | 2040.8163 | l25 |  | l25 |  | l25 | 500 | l25 | 600
l26 | 1923.0769 | l26 |  | l26 |  | l26 | 500 | l26 | 600
l27 | 3846.1538 | l27 |  | l27 |  | l27 | 500 | l27 | 600
l28 | 4347.8261 | l28 |  | l28 |  | l28 | 500 | l28 | 600
l29 | 7142.8571 | l29 |  | l29 |  | l29 | 500 | l29 | 600
l30 | 952.381 | l30 |  | l30 |  | l30 | 500 | l30 | 600
l31 | 3846.1538 | l31 |  | l31 |  | l31 | 500 | l31 | 600
l32 | 2500 | l32 |  | l32 |  | l32 | 500 | l32 | 600
l33 | 4545.4545 | l33 |  | l33 |  | l33 | 500 | l33 | 600
l34 | 1470.5882 | l34 |  | l34 |  | l34 | 500 | l34 | 600
l35 | 2040.8163 | l35 |  | l35 |  | l35 | 500 | l35 | 600
l36 | 3846.1538 | l36 |  | l36 |  | l36 | 500 | l36 | 600
l37 | 2500 | l37 |  | l37 |  | l37 | 500 | l37 | 600
l38 | 4545.4545 | l38 |  | l38 |  | l38 | 500 | l38 | 600
l39 | 7142.8571 | l39 |  | l39 |  | l39 | 175 | l39 | 210
l40 | 473.9336 | l40 |  | l40 |  | l40 | 175 | l40 | 210
l41 | 1176.4706 | l41 |  | l41 |  | l41 | 175 | l41 | 210
l42 | 787.4016 | l42 |  | l42 |  | l42 | 175 | l42 | 210
l43 | 520.8333 | l43 |  | l43 |  | l43 | 175 | l43 | 210
l44 | 840.3361 | l44 |  | l44 |  | l44 | 175 | l44 | 210
l45 | 1190.4762 | l45 |  | l45 |  | l45 | 400 | l45 | 480
l46 | 961.5385 | l46 |  | l46 |  | l46 | 175 | l46 | 210
l47 | 1136.3636 | l47 |  | l47 |  | l47 | 175 | l47 | 210
l48 | 1639.3443 | l48 |  | l48 |  | l48 | 175 | l48 | 210
l49 | 1639.3443 | l49 |  | l49 |  | l49 | 175 | l49 | 210
l50 | 606.0606 | l50 |  | l50 |  | l50 | 175 | l50 | 210
l51 | 606.0606 | l51 |  | l51 |  | l51 | 175 | l51 | 210
l52 | 1190.4762 | l52 |  | l52 |  | l52 | 400 | l52 | 480
l53 | 1190.4762 | l53 |  | l53 |  | l53 | 400 | l53 | 480
l54 | 1190.4762 | l54 |  | l54 |  | l54 | 400 | l54 | 480
l55 | 1190.4762 | l55 |  | l55 |  | l55 | 400 | l55 | 480
l56 | 2083.3333 | l56 |  | l56 |  | l56 | 500 | l56 | 600
l57 | 2380.9524 | l57 |  | l57 |  | l57 | 500 | l57 | 600
l58 | 2083.3333 | l58 |  | l58 |  | l58 | 500 | l58 | 600
l59 | 1030.9278 | l59 |  | l59 |  | l59 | 500 | l59 | 600
l60 | 1149.4253 | l60 |  | l60 |  | l60 | 500 | l60 | 600
l61 | 1694.9153 | l61 |  | l61 |  | l61 | 500 | l61 | 600
l62 | 5882.3529 | l62 |  | l62 |  | l62 | 500 | l62 | 600
l63 | 2040.8163 | l63 |  | l63 |  | l63 | 500 | l63 | 600
l64 | 1923.0769 | l64 |  | l64 |  | l64 | 500 | l64 | 600
l65 | 3846.1538 | l65 |  | l65 |  | l65 | 500 | l65 | 600
l66 | 4347.8261 | l66 |  | l66 |  | l66 | 500 | l66 | 600
l67 | 7142.8571 | l67 |  | l67 |  | l67 | 500 | l67 | 600
l68 | 952.381 | l68 |  | l68 |  | l68 | 500 | l68 | 600
l69 | 3846.1538 | l69 |  | l69 |  | l69 | 500 | l69 | 600
l70 | 2500 | l70 |  | l70 |  | l70 | 500 | l70 | 600
l71 | 4545.4545 | l71 |  | l71 |  | l71 | 500 | l71 | 600
l72 | 1470.5882 | l72 |  | l72 |  | l72 | 500 | l72 | 600
l73 | 2040.8163 | l73 |  | l73 |  | l73 | 500 | l73 | 600
l74 | 3846.1538 | l74 |  | l74 |  | l74 | 500 | l74 | 600
l75 | 2500 | l75 |  | l75 |  | l75 | 500 | l75 | 600
l76 | 4545.4545 | l76 |  | l76 |  | l76 | 500 | l76 | 600
l77 | 7142.8571 | l77 |  | l77 |  | l77 | 175 | l77 | 210
l78 | 473.9336 | l78 |  | l78 |  | l78 | 175 | l78 | 210
l79 | 1176.4706 | l79 |  | l79 |  | l79 | 175 | l79 | 210
l80 | 787.4016 | l80 |  | l80 |  | l80 | 175 | l80 | 210
l81 | 520.8333 | l81 |  | l81 |  | l81 | 175 | l81 | 210
l82 | 840.3361 | l82 |  | l82 |  | l82 | 175 | l82 | 210
l83 | 1190.4762 | l83 |  | l83 |  | l83 | 400 | l83 | 480
l84 | 961.5385 | l84 |  | l84 |  | l84 | 175 | l84 | 210
l85 | 1136.3636 | l85 |  | l85 |  | l85 | 175 | l85 | 210
l86 | 1639.3443 | l86 |  | l86 |  | l86 | 175 | l86 | 210
l87 | 1639.3443 | l87 |  | l87 |  | l87 | 175 | l87 | 210
l88 | 606.0606 | l88 |  | l88 |  | l88 | 175 | l88 | 210
l89 | 606.0606 | l89 |  | l89 |  | l89 | 175 | l89 | 210
l90 | 1190.4762 | l90 |  | l90 |  | l90 | 400 | l90 | 480
l91 | 1190.4762 | l91 |  | l91 |  | l91 | 400 | l91 | 480
l92 | 1190.4762 | l92 |  | l92 |  | l92 | 400 | l92 | 480
l93 | 1190.4762 | l93 |  | l93 |  | l93 | 400 | l93 | 480
l94 | 2083.3333 | l94 |  | l94 |  | l94 | 500 | l94 | 600
l95 | 2380.9524 | l95 |  | l95 |  | l95 | 500 | l95 | 600
l96 | 2083.3333 | l96 |  | l96 |  | l96 | 500 | l96 | 600
l97 | 1030.9278 | l97 |  | l97 |  | l97 | 500 | l97 | 600
l98 | 1149.4253 | l98 |  | l98 |  | l98 | 500 | l98 | 600
l99 | 1694.9153 | l99 |  | l99 |  | l99 | 500 | l99 | 600
l100 | 5882.3529 | l100 |  | l100 |  | l100 | 500 | l100 | 600
l101 | 2040.8163 | l101 |  | l101 |  | l101 | 500 | l101 | 600
l102 | 1923.0769 | l102 |  | l102 |  | l102 | 500 | l102 | 600
l103 | 3846.1538 | l103 |  | l103 |  | l103 | 500 | l103 | 600
l104 | 4347.8261 | l104 |  | l104 |  | l104 | 500 | l104 | 600
l105 | 7142.8571 | l105 |  | l105 |  | l105 | 500 | l105 | 600
l106 | 952.381 | l106 |  | l106 |  | l106 | 500 | l106 | 600
l107 | 3846.1538 | l107 |  | l107 |  | l107 | 500 | l107 | 600
l108 | 2500 | l108 |  | l108 |  | l108 | 500 | l108 | 600
l109 | 4545.4545 | l109 |  | l109 |  | l109 | 500 | l109 | 600
l110 | 1470.5882 | l110 |  | l110 |  | l110 | 500 | l110 | 600
l111 | 2040.8163 | l111 |  | l111 |  | l111 | 500 | l111 | 600
l112 | 3846.1538 | l112 |  | l112 |  | l112 | 500 | l112 | 600
l113 | 2500 | l113 |  | l113 |  | l113 | 500 | l113 | 600
l114 | 4545.4545 | l114 |  | l114 |  | l114 | 500 | l114 | 600
l115 | 621.118 | l115 |  | l115 |  | l115 | 175 | l115 | 210
l116 | 1333.3333 | l116 |  | l116 |  | l116 | 500 | l116 | 600
l117 | 1351.3514 | l117 |  | l117 |  | l117 | 500 | l117 | 600
l118 | 961.5385 | l118 |  | l118 |  | l118 | 500 | l118 | 600
l119 | 1030.9278 | l119 |  | l119 |  | l119 | 500 | l119 | 600
l120 | 11111.1111 | l120 |  | l120 |  | l120 | 722 | l120 | 866.4

## Line_Map
| s101 | s102 | s103 | s104 | s105 | s106 | s107 | s108 | s109 | s110 | s111 | s112 | s113 | s114 | s115 | s116 | s117 | s118 | s119 | s120 | s121 | s122 | s123 | s124 | s201 | s202 | s203 | s204 | s205 | s206 | s207 | s208 | s209 | s210 | s211 | s212 | s213 | s214 | s215 | s216 | s217 | s218 | s219 | s220 | s221 | s222 | s223 | s224 | s301 | s302 | s303 | s304 | s305 | s306 | s307 | s308 | s309 | s310 | s311 | s312 | s313 | s314 | s315 | s316 | s317 | s318 | s319 | s320 | s321 | s322 | s323 | s324 | s325
l1 | bar: s101 to s102
l2 | bar: s101; s103
l3 | bar: s101; s105
l4 | bar: s102; s104
l5 | bar: s102; s106
l6 | bar: s103; s109
l7 | bar: s103; s124
l8 | bar: s104; s109
l9 | bar: s105; s110
l10 | bar: s106; s110
l11 | bar: s107 to s108
l12 | bar: s108 to s109
l13 | bar: s108; s110
l14 | bar: s109; s111
l15 | bar: s109; s112
l16 | bar: s110 to s111
l17 | bar: s110; s112
l18 | bar: s111; s113
l19 | bar: s111; s114
l20 | bar: s112 to s113
l21 | bar: s112; s123
l22 | bar: s113; s123
l23 | bar: s114; s116
l24 | bar: s115 to s116
l25 | bar: s115; s121
l26 | bar: s115; s124
l27 | bar: s116 to s117
l28 | bar: s116; s119
l29 | bar: s117 to s118
l30 | bar: s117; s122
l31 | bar: s118; s121
l32 | bar: s119 to s120
l33 | bar: s120; s123
l34 | bar: s121 to s122
l35 | bar: s115; s121
l36 | bar: s118; s121
l37 | bar: s119 to s120
l38 | bar: s120; s123
l39 | bar: s201 to s202
l40 | bar: s201; s203
l41 | bar: s201; s205
l42 | bar: s202; s204
l43 | bar: s202; s206
l44 | bar: s203; s209
l45 | bar: s203; s224
l46 | bar: s204; s209
l47 | bar: s205; s210
l48 | bar: s206; s210
l49 | bar: s207 to s208
l50 | bar: s208 to s209
l51 | bar: s208; s210
l52 | bar: s209; s211
l53 | bar: s209; s212
l54 | bar: s210 to s211
l55 | bar: s210; s212
l56 | bar: s211; s213
l57 | bar: s211; s214
l58 | bar: s212 to s213
l59 | bar: s212; s223
l60 | bar: s213; s223
l61 | bar: s214; s216
l62 | bar: s215 to s216
l63 | bar: s215; s221
l64 | bar: s215; s224
l65 | bar: s216 to s217
l66 | bar: s216; s219
l67 | bar: s217 to s218
l68 | bar: s217; s222
l69 | bar: s218; s221
l70 | bar: s219 to s220
l71 | bar: s220; s223
l72 | bar: s221 to s222
l73 | bar: s215; s221
l74 | bar: s218; s221
l75 | bar: s219 to s220
l76 | bar: s220; s223
l77 | bar: s301 to s302
l78 | bar: s301; s303
l79 | bar: s301; s305
l80 | bar: s302; s304
l81 | bar: s302; s306
l82 | bar: s303; s309
l83 | bar: s303; s324
l84 | bar: s304; s309
l85 | bar: s305; s310
l86 | bar: s306; s310
l87 | bar: s307 to s308
l88 | bar: s308 to s309
l89 | bar: s308; s310
l90 | bar: s309; s311
l91 | bar: s309; s312
l92 | bar: s310 to s311
l93 | bar: s310; s312
l94 | bar: s311; s313
l95 | bar: s311; s314
l96 | bar: s312 to s313
l97 | bar: s312; s323
l98 | bar: s313; s323
l99 | bar: s314; s316
l100 | bar: s315 to s316
l101 | bar: s315; s321
l102 | bar: s315; s324
l103 | bar: s316 to s317
l104 | bar: s316; s319
l105 | bar: s317 to s318
l106 | bar: s317; s322
l107 | bar: s318; s321
l108 | bar: s319 to s320
l109 | bar: s320; s323
l110 | bar: s321 to s322
l111 | bar: s315; s321
l112 | bar: s318; s321
l113 | bar: s319 to s320
l114 | bar: s320; s323
l115 | bar: s107; s203
l116 | bar: s113; s215
l117 | bar: s123; s217
l118 | bar: s223; s318
l119 | bar: s121; s325
l120 | bar: s323; s325

## Generator_Data
Capacity (MW) |  | Count "off" Init (h) |  | Count "on" Init (h) |  | No Load Cost ($) |  | Ramp Up Limit (MW/h) |  | Ramp Down Limit (MW/h) |  | Min. Down Time (h) |  | Min. Up Time (h) |  | Min. Output (MW) |  | Output at t=0 (MW) |  | Cost (($/MW): |  |  |  | Output Block (MW): |  |  |  | Start-up Cost ($): | [8 empty] | Start-up Bllocks (h): | [8 empty] | Reactive Limits (MVAr)
| column1 |  | column1 |  | column1 |  | column1 |  | column1 |  | column1 |  | column1 |  | column1 |  | column1 |  | column1 |  | b1 | b2 | b3 |  | b1 | b2 | b3 |  | j1 | j2 | j3 | j4 | j5 | j6 | j7 | j8 |  | j1 | j2 | j3 | j4 | j5 | j6 | j7 | j8 |  | column1
i1 | 20 | i1 | 0 | i1 | 1 | i1 | 454.572 | i1 | 90 | i1 | 100 | i1 | 1 | i1 | 2 | i1 | 8 | i1 | 20 | i1 | 28.967 | 29.243 | 29.703 | i1 | 6.6667 | 6.6667 | 6.6667 | i1 | 25 | 28 | 31 | 34 | 37 | 40 | 43 | 46 | i1 | 1 | 2 | 3 | 4 | 5 | 6 | 7 | 8 | i1 | 2
i2 | 20 | i2 | 0 | i2 | 400 | i2 | 454.562 | i2 | 90 | i2 | 100 | i2 | 1 | i2 | 2 | i2 | 8 | i2 | 20 | i2 | 28.957 | 29.233 | 29.693 | i2 | 6.6667 | 6.6667 | 6.6667 | i2 | 25 | 28 | 31 | 34 | 37 | 40 | 43 | 46 | i2 | 1 | 2 | 3 | 4 | 5 | 6 | 7 | 8 | i2 | 2
i3 | 76 | i3 | 0 | i3 | 220 | i3 | 263.419 | i3 | 120 | i3 | 120 | i3 | 2 | i3 | 3 | i3 | 40 | i3 | 70 | i3 | 18.423 | 19.228 | 20.102 | i3 | 25.3333 | 25.3333 | 25.3333 | i3 | 44 | 50.8571 | 57.7143 | 64.5714 | 71.4286 | 78.2857 | 85.1429 | 92 | i3 | 1 | 2 | 3 | 4 | 5 | 6 | 7 | 8 | i3 | 7.6
i4 | 76 | i4 | 1 | i4 | 0 | i4 | 263.429 | i4 | 120 | i4 | 120 | i4 | 2 | i4 | 3 | i4 | 40 | i4 | 0 | i4 | 18.433 | 19.238 | 20.112 | i4 | 25.3333 | 25.3333 | 25.3333 | i4 | 44 | 50.8571 | 57.7143 | 64.5714 | 71.4286 | 78.2857 | 85.1429 | 92 | i4 | 1 | 2 | 3 | 4 | 5 | 6 | 7 | 8 | i4 | 7.6
i5 | 20 | i5 | 17 | i5 | 0 | i5 | 454.552 | i5 | 90 | i5 | 100 | i5 | 1 | i5 | 2 | i5 | 8 | i5 | 0 | i5 | 28.947 | 29.223 | 29.683 | i5 | 6.6667 | 6.6667 | 6.6667 | i5 | 25 | 28 | 31 | 34 | 37 | 40 | 43 | 46 | i5 | 1 | 2 | 3 | 4 | 5 | 6 | 7 | 8 | i5 | 2
i6 | 20 | i6 | 4 | i6 | 0 | i6 | 454.542 | i6 | 90 | i6 | 100 | i6 | 1 | i6 | 2 | i6 | 8 | i6 | 0 | i6 | 28.937 | 29.213 | 29.673 | i6 | 6.6667 | 6.6667 | 6.6667 | i6 | 25 | 28 | 31 | 34 | 37 | 40 | 43 | 46 | i6 | 1 | 2 | 3 | 4 | 5 | 6 | 7 | 8 | i6 | 2
i7 | 76 | i7 | 66 | i7 | 0 | i7 | 263.409 | i7 | 120 | i7 | 120 | i7 | 2 | i7 | 3 | i7 | 40 | i7 | 0 | i7 | 18.413 | 19.218 | 20.092 | i7 | 25.3333 | 25.3333 | 25.3333 | i7 | 44 | 50.8571 | 57.7143 | 64.5714 | 71.4286 | 78.2857 | 85.1429 | 92 | i7 | 1 | 2 | 3 | 4 | 5 | 6 | 7 | 8 | i7 | 7.6
i8 | 76 | i8 | 33 | i8 | 0 | i8 | 263.399 | i8 | 120 | i8 | 120 | i8 | 2 | i8 | 3 | i8 | 40 | i8 | 0 | i8 | 18.403 | 19.208 | 20.082 | i8 | 25.3333 | 25.3333 | 25.3333 | i8 | 44 | 50.8571 | 57.7143 | 64.5714 | 71.4286 | 78.2857 | 85.1429 | 92 | i8 | 1 | 2 | 3 | 4 | 5 | 6 | 7 | 8 | i8 | 7.6
i9 | 100 | i9 | 0 | i9 | 11 | i9 | 306.613 | i9 | 420 | i9 | 420 | i9 | 2 | i9 | 4 | i9 | 40 | i9 | 100 | i9 | 17.5904 | 18.2804 | 18.9658 | i9 | 33.3333 | 33.3333 | 33.3333 | i9 | 60 | 68.5714 | 77.1429 | 85.7143 | 94.2857 | 102.8571 | 111.4286 | 120 | i9 | 1 | 2 | 3 | 4 | 5 | 6 | 7 | 8 | i9 | 10
i10 | 100 | i10 | 0 | i10 | 2 | i10 | 306.623 | i10 | 420 | i10 | 420 | i10 | 2 | i10 | 4 | i10 | 40 | i10 | 90 | i10 | 17.6004 | 18.2904 | 18.9758 | i10 | 33.3333 | 33.3333 | 33.3333 | i10 | 60 | 68.5714 | 77.1429 | 85.7143 | 94.2857 | 102.8571 | 111.4286 | 120 | i10 | 1 | 2 | 3 | 4 | 5 | 6 | 7 | 8 | i10 | 10
i11 | 100 | i11 | 0 | i11 | 2 | i11 | 306.603 | i11 | 420 | i11 | 420 | i11 | 2 | i11 | 4 | i11 | 40 | i11 | 80 | i11 | 17.5804 | 18.2704 | 18.9558 | i11 | 33.3333 | 33.3333 | 33.3333 | i11 | 60 | 68.5714 | 77.1429 | 85.7143 | 94.2857 | 102.8571 | 111.4286 | 120 | i11 | 1 | 2 | 3 | 4 | 5 | 6 | 7 | 8 | i11 | 10
i12 | 197 | i12 | 0 | i12 | 2 | i12 | 482.862 | i12 | 310 | i12 | 310 | i12 | 3 | i12 | 4 | i12 | 104 | i12 | 177 | i12 | 17.1925 | 17.7077 | 18.2252 | i12 | 65.6667 | 65.6667 | 65.6667 | i12 | 110 | 127.1429 | 144.2857 | 161.4286 | 178.5714 | 195.7143 | 212.8571 | 230 | i12 | 1 | 2 | 3 | 4 | 5 | 6 | 7 | 8 | i12 | 19.7
i13 | 197 | i13 | 0 | i13 | 2 | i13 | 482.872 | i13 | 310 | i13 | 310 | i13 | 3 | i13 | 4 | i13 | 104 | i13 | 155 | i13 | 17.2025 | 17.7177 | 18.2352 | i13 | 65.6667 | 65.6667 | 65.6667 | i13 | 110 | 127.1429 | 144.2857 | 161.4286 | 178.5714 | 195.7143 | 212.8571 | 230 | i13 | 1 | 2 | 3 | 4 | 5 | 6 | 7 | 8 | i13 | 19.7
i14 | 197 | i14 | 2 | i14 | 0 | i14 | 482.882 | i14 | 310 | i14 | 310 | i14 | 3 | i14 | 4 | i14 | 104 | i14 | 0 | i14 | 17.2125 | 17.7277 | 18.2452 | i14 | 65.6667 | 65.6667 | 65.6667 | i14 | 110 | 127.1429 | 144.2857 | 161.4286 | 178.5714 | 195.7143 | 212.8571 | 230 | i14 | 1 | 2 | 3 | 4 | 5 | 6 | 7 | 8 | i14 | 19.7
i15 | 12 | i15 | 0 | i15 | 6 | i15 | 365.46 | i15 | 60 | i15 | 70 | i15 | 1 | i15 | 2 | i15 | 5.4 | i15 | 12 | i15 | 29.453 | 30.12 | 30.856 | i15 | 4 | 4 | 4 | i15 | 20 | 22.8571 | 25.7143 | 28.5714 | 31.4286 | 34.2857 | 37.1429 | 40 | i15 | 1 | 2 | 3 | 4 | 5 | 6 | 7 | 8 | i15 | 1.2
i16 | 12 | i16 | 0 | i16 | 7 | i16 | 365.47 | i16 | 60 | i16 | 70 | i16 | 1 | i16 | 2 | i16 | 5.4 | i16 | 12 | i16 | 29.463 | 30.13 | 30.866 | i16 | 4 | 4 | 4 | i16 | 20 | 22.8571 | 25.7143 | 28.5714 | 31.4286 | 34.2857 | 37.1429 | 40 | i16 | 1 | 2 | 3 | 4 | 5 | 6 | 7 | 8 | i16 | 1.2
i17 | 12 | i17 | 0 | i17 | 8 | i17 | 365.48 | i17 | 60 | i17 | 70 | i17 | 1 | i17 | 2 | i17 | 5.4 | i17 | 12 | i17 | 29.473 | 30.14 | 30.876 | i17 | 4 | 4 | 4 | i17 | 20 | 22.8571 | 25.7143 | 28.5714 | 31.4286 | 34.2857 | 37.1429 | 40 | i17 | 1 | 2 | 3 | 4 | 5 | 6 | 7 | 8 | i17 | 1.2
i18 | 12 | i18 | 9 | i18 | 0 | i18 | 365.49 | i18 | 60 | i18 | 70 | i18 | 1 | i18 | 2 | i18 | 5.4 | i18 | 0 | i18 | 29.483 | 30.15 | 30.886 | i18 | 4 | 4 | 4 | i18 | 20 | 22.8571 | 25.7143 | 28.5714 | 31.4286 | 34.2857 | 37.1429 | 40 | i18 | 1 | 2 | 3 | 4 | 5 | 6 | 7 | 8 | i18 | 1.2
i19 | 12 | i19 | 5 | i19 | 0 | i19 | 365.475 | i19 | 60 | i19 | 70 | i19 | 1 | i19 | 2 | i19 | 5.4 | i19 | 0 | i19 | 29.465 | 30.135 | 30.865 | i19 | 4 | 4 | 4 | i19 | 20 | 22.8571 | 25.7143 | 28.5714 | 31.4286 | 34.2857 | 37.1429 | 40 | i19 | 1 | 2 | 3 | 4 | 5 | 6 | 7 | 8 | i19 | 1.2
i20 | 155 | i20 | 0 | i20 | 8 | i20 | 415.541 | i20 | 70 | i20 | 80 | i20 | 16 | i20 | 24 | i20 | 54.24 | i20 | 134 | i20 | 23.8096 | 24.5249 | 25.2402 | i20 | 51.6667 | 51.6667 | 51.6667 | i20 | 562 | 775.7143 | 989.4286 | 1203.1429 | 1416.8571 | 1630.5714 | 1844.2857 | 2058 | i20 | 1 | 2 | 3 | 4 | 5 | 6 | 7 | 8 | i20 | 15.5
i21 | 155 | i21 | 0 | i21 | 8 | i21 | 415.551 | i21 | 70 | i21 | 80 | i21 | 16 | i21 | 24 | i21 | 54.24 | i21 | 123 | i21 | 23.8196 | 24.5349 | 25.2502 | i21 | 51.6667 | 51.6667 | 51.6667 | i21 | 562 | 775.7143 | 989.4286 | 1203.1429 | 1416.8571 | 1630.5714 | 1844.2857 | 2058 | i21 | 1 | 2 | 3 | 4 | 5 | 6 | 7 | 8 | i21 | 15.5
i22 | 400 | i22 | 8 | i22 | 0 | i22 | 188.3079 | i22 | 280 | i22 | 280 | i22 | 24 | i22 | 168 | i22 | 100 | i22 | 0 | i22 | 6.9608 | 7.2299 | 7.499 | i22 | 133.3333 | 133.3333 | 133.3333 | i22 | 35000 | 35714.2857 | 36428.5714 | 37142.8571 | 37857.1429 | 38571.4286 | 39285.7143 | 40000 | i22 | 1 | 2 | 3 | 4 | 5 | 6 | 7 | 8 | i22 | 40
i23 | 400 | i23 | 0 | i23 | 8 | i23 | 188.3179 | i23 | 280 | i23 | 280 | i23 | 24 | i23 | 168 | i23 | 100 | i23 | 377 | i23 | 6.9708 | 7.2399 | 7.509 | i23 | 133.3333 | 133.3333 | 133.3333 | i23 | 35000 | 35714.2857 | 36428.5714 | 37142.8571 | 37857.1429 | 38571.4286 | 39285.7143 | 40000 | i23 | 1 | 2 | 3 | 4 | 5 | 6 | 7 | 8 | i23 | 40
i24 | 50 | i24 | 0 | i24 | 8 | i24 | 626.106 | i24 | 120 | i24 | 120 | i24 | 1 | i24 | 2 | i24 | 26 | i24 | 47 | i24 | 28.313 | 29.256 | 30.498 | i24 | 16.6667 | 16.6667 | 16.6667 | i24 | 30 | 34.2857 | 38.5714 | 42.8571 | 47.1429 | 51.4286 | 55.7143 | 60 | i24 | 1 | 2 | 3 | 4 | 5 | 6 | 7 | 8 | i24 | 5
i25 | 50 | i25 | 0 | i25 | 8 | i25 | 626.116 | i25 | 120 | i25 | 120 | i25 | 1 | i25 | 2 | i25 | 26 | i25 | 48 | i25 | 28.323 | 29.266 | 30.508 | i25 | 16.6667 | 16.6667 | 16.6667 | i25 | 30 | 34.2857 | 38.5714 | 42.8571 | 47.1429 | 51.4286 | 55.7143 | 60 | i25 | 1 | 2 | 3 | 4 | 5 | 6 | 7 | 8 | i25 | 5
i26 | 50 | i26 | 8 | i26 | 0 | i26 | 626.096 | i26 | 120 | i26 | 120 | i26 | 1 | i26 | 2 | i26 | 26 | i26 | 0 | i26 | 28.303 | 29.246 | 30.488 | i26 | 16.6667 | 16.6667 | 16.6667 | i26 | 30 | 34.2857 | 38.5714 | 42.8571 | 47.1429 | 51.4286 | 55.7143 | 60 | i26 | 1 | 2 | 3 | 4 | 5 | 6 | 7 | 8 | i26 | 5
i27 | 50 | i27 | 8 | i27 | 0 | i27 | 626.126 | i27 | 120 | i27 | 120 | i27 | 1 | i27 | 2 | i27 | 26 | i27 | 0 | i27 | 28.333 | 29.276 | 30.518 | i27 | 16.6667 | 16.6667 | 16.6667 | i27 | 30 | 34.2857 | 38.5714 | 42.8571 | 47.1429 | 51.4286 | 55.7143 | 60 | i27 | 1 | 2 | 3 | 4 | 5 | 6 | 7 | 8 | i27 | 5
i28 | 50 | i28 | 0 | i28 | 8 | i28 | 626.086 | i28 | 120 | i28 | 120 | i28 | 1 | i28 | 2 | i28 | 26 | i28 | 50 | i28 | 28.293 | 29.236 | 30.478 | i28 | 16.6667 | 16.6667 | 16.6667 | i28 | 30 | 34.2857 | 38.5714 | 42.8571 | 47.1429 | 51.4286 | 55.7143 | 60 | i28 | 1 | 2 | 3 | 4 | 5 | 6 | 7 | 8 | i28 | 5
i29 | 50 | i29 | 0 | i29 | 8 | i29 | 626.1065 | i29 | 120 | i29 | 120 | i29 | 1 | i29 | 2 | i29 | 26 | i29 | 50 | i29 | 28.3135 | 29.2565 | 30.4985 | i29 | 16.6667 | 16.6667 | 16.6667 | i29 | 30 | 34.2857 | 38.5714 | 42.8571 | 47.1429 | 51.4286 | 55.7143 | 60 | i29 | 1 | 2 | 3 | 4 | 5 | 6 | 7 | 8 | i29 | 5
i30 | 155 | i30 | 0 | i30 | 8 | i30 | 415.531 | i30 | 70 | i30 | 80 | i30 | 16 | i30 | 24 | i30 | 54.24 | i30 | 150 | i30 | 23.7996 | 24.5149 | 25.2302 | i30 | 51.6667 | 51.6667 | 51.6667 | i30 | 562 | 775.7143 | 989.4286 | 1203.1429 | 1416.8571 | 1630.5714 | 1844.2857 | 2058 | i30 | 1 | 2 | 3 | 4 | 5 | 6 | 7 | 8 | i30 | 15.5
i31 | 155 | i31 | 8 | i31 | 0 | i31 | 415.561 | i31 | 70 | i31 | 80 | i31 | 16 | i31 | 24 | i31 | 54.24 | i31 | 0 | i31 | 23.8296 | 24.5449 | 25.2602 | i31 | 51.6667 | 51.6667 | 51.6667 | i31 | 562 | 775.7143 | 989.4286 | 1203.1429 | 1416.8571 | 1630.5714 | 1844.2857 | 2058 | i31 | 1 | 2 | 3 | 4 | 5 | 6 | 7 | 8 | i31 | 15.5
i32 | 350 | i32 | 8 | i32 | 0 | i32 | 303.784 | i32 | 140 | i32 | 140 | i32 | 5 | i32 | 8 | i32 | 140 | i32 | 0 | i32 | 26.2131 | 26.7076 | 27.1998 | i32 | 116.6667 | 116.6667 | 116.6667 | i32 | 5170 | 6154.8571 | 7139.7143 | 8124.5714 | 9109.4286 | 10094.2857 | 11079.1429 | 12064 | i32 | 1 | 2 | 3 | 4 | 5 | 6 | 7 | 8 | i32 | 35
i33 | 20 | i33 | 0 | i33 | 8 | i33 | 454.577 | i33 | 90 | i33 | 100 | i33 | 1 | i33 | 2 | i33 | 8 | i33 | 20 | i33 | 29.067 | 29.343 | 29.803 | i33 | 6.6667 | 6.6667 | 6.6667 | i33 | 25 | 28 | 31 | 34 | 37 | 40 | 43 | 46 | i33 | 1 | 2 | 3 | 4 | 5 | 6 | 7 | 8 | i33 | 2
i34 | 20 | i34 | 0 | i34 | 89 | i34 | 454.567 | i34 | 90 | i34 | 100 | i34 | 1 | i34 | 2 | i34 | 8 | i34 | 20 | i34 | 29.057 | 29.333 | 29.793 | i34 | 6.6667 | 6.6667 | 6.6667 | i34 | 25 | 28 | 31 | 34 | 37 | 40 | 43 | 46 | i34 | 1 | 2 | 3 | 4 | 5 | 6 | 7 | 8 | i34 | 2
i35 | 76 | i35 | 0 | i35 | 66 | i35 | 263.417 | i35 | 120 | i35 | 120 | i35 | 2 | i35 | 3 | i35 | 40 | i35 | 70 | i35 | 18.523 | 19.328 | 20.202 | i35 | 25.3333 | 25.3333 | 25.3333 | i35 | 44 | 50.8571 | 57.7143 | 64.5714 | 71.4286 | 78.2857 | 85.1429 | 92 | i35 | 1 | 2 | 3 | 4 | 5 | 6 | 7 | 8 | i35 | 7.6
i36 | 76 | i36 | 66 | i36 | 0 | i36 | 263.427 | i36 | 120 | i36 | 120 | i36 | 2 | i36 | 3 | i36 | 40 | i36 | 0 | i36 | 18.533 | 19.338 | 20.212 | i36 | 25.3333 | 25.3333 | 25.3333 | i36 | 44 | 50.8571 | 57.7143 | 64.5714 | 71.4286 | 78.2857 | 85.1429 | 92 | i36 | 1 | 2 | 3 | 4 | 5 | 6 | 7 | 8 | i36 | 7.6
i37 | 20 | i37 | 66 | i37 | 0 | i37 | 454.557 | i37 | 90 | i37 | 100 | i37 | 1 | i37 | 2 | i37 | 8 | i37 | 0 | i37 | 29.047 | 29.323 | 29.783 | i37 | 6.6667 | 6.6667 | 6.6667 | i37 | 25 | 28 | 31 | 34 | 37 | 40 | 43 | 46 | i37 | 1 | 2 | 3 | 4 | 5 | 6 | 7 | 8 | i37 | 2
i38 | 20 | i38 | 66 | i38 | 0 | i38 | 454.547 | i38 | 90 | i38 | 100 | i38 | 1 | i38 | 2 | i38 | 8 | i38 | 0 | i38 | 29.037 | 29.313 | 29.773 | i38 | 6.6667 | 6.6667 | 6.6667 | i38 | 25 | 28 | 31 | 34 | 37 | 40 | 43 | 46 | i38 | 1 | 2 | 3 | 4 | 5 | 6 | 7 | 8 | i38 | 2
i39 | 76 | i39 | 66 | i39 | 0 | i39 | 263.407 | i39 | 120 | i39 | 120 | i39 | 2 | i39 | 3 | i39 | 40 | i39 | 0 | i39 | 18.513 | 19.318 | 20.192 | i39 | 25.3333 | 25.3333 | 25.3333 | i39 | 44 | 50.8571 | 57.7143 | 64.5714 | 71.4286 | 78.2857 | 85.1429 | 92 | i39 | 1 | 2 | 3 | 4 | 5 | 6 | 7 | 8 | i39 | 7.6
i40 | 76 | i40 | 1 | i40 | 0 | i40 | 263.397 | i40 | 120 | i40 | 120 | i40 | 2 | i40 | 3 | i40 | 40 | i40 | 0 | i40 | 18.503 | 19.308 | 20.182 | i40 | 25.3333 | 25.3333 | 25.3333 | i40 | 44 | 50.8571 | 57.7143 | 64.5714 | 71.4286 | 78.2857 | 85.1429 | 92 | i40 | 1 | 2 | 3 | 4 | 5 | 6 | 7 | 8 | i40 | 7.6
i41 | 100 | i41 | 0 | i41 | 1 | i41 | 306.617 | i41 | 420 | i41 | 420 | i41 | 2 | i41 | 4 | i41 | 40 | i41 | 100 | i41 | 17.6904 | 18.3804 | 19.0658 | i41 | 33.3333 | 33.3333 | 33.3333 | i41 | 60 | 68.5714 | 77.1429 | 85.7143 | 94.2857 | 102.8571 | 111.4286 | 120 | i41 | 1 | 2 | 3 | 4 | 5 | 6 | 7 | 8 | i41 | 10
i42 | 100 | i42 | 0 | i42 | 56 | i42 | 306.627 | i42 | 420 | i42 | 420 | i42 | 2 | i42 | 4 | i42 | 40 | i42 | 90 | i42 | 17.7004 | 18.3904 | 19.0758 | i42 | 33.3333 | 33.3333 | 33.3333 | i42 | 60 | 68.5714 | 77.1429 | 85.7143 | 94.2857 | 102.8571 | 111.4286 | 120 | i42 | 1 | 2 | 3 | 4 | 5 | 6 | 7 | 8 | i42 | 10
i43 | 100 | i43 | 0 | i43 | 56 | i43 | 306.607 | i43 | 420 | i43 | 420 | i43 | 2 | i43 | 4 | i43 | 40 | i43 | 80 | i43 | 17.6804 | 18.3704 | 19.0558 | i43 | 33.3333 | 33.3333 | 33.3333 | i43 | 60 | 68.5714 | 77.1429 | 85.7143 | 94.2857 | 102.8571 | 111.4286 | 120 | i43 | 1 | 2 | 3 | 4 | 5 | 6 | 7 | 8 | i43 | 10
i44 | 197 | i44 | 0 | i44 | 56 | i44 | 482.867 | i44 | 310 | i44 | 310 | i44 | 3 | i44 | 4 | i44 | 104 | i44 | 177 | i44 | 17.2925 | 17.8077 | 18.3252 | i44 | 65.6667 | 65.6667 | 65.6667 | i44 | 110 | 127.1429 | 144.2857 | 161.4286 | 178.5714 | 195.7143 | 212.8571 | 230 | i44 | 1 | 2 | 3 | 4 | 5 | 6 | 7 | 8 | i44 | 19.7
i45 | 197 | i45 | 0 | i45 | 56 | i45 | 482.877 | i45 | 310 | i45 | 310 | i45 | 3 | i45 | 4 | i45 | 104 | i45 | 155 | i45 | 17.3025 | 17.8177 | 18.3352 | i45 | 65.6667 | 65.6667 | 65.6667 | i45 | 110 | 127.1429 | 144.2857 | 161.4286 | 178.5714 | 195.7143 | 212.8571 | 230 | i45 | 1 | 2 | 3 | 4 | 5 | 6 | 7 | 8 | i45 | 19.7
i46 | 197 | i46 | 56 | i46 | 0 | i46 | 482.887 | i46 | 310 | i46 | 310 | i46 | 3 | i46 | 4 | i46 | 104 | i46 | 0 | i46 | 17.3125 | 17.8277 | 18.3452 | i46 | 65.6667 | 65.6667 | 65.6667 | i46 | 110 | 127.1429 | 144.2857 | 161.4286 | 178.5714 | 195.7143 | 212.8571 | 230 | i46 | 1 | 2 | 3 | 4 | 5 | 6 | 7 | 8 | i46 | 19.7
i47 | 12 | i47 | 0 | i47 | 56 | i47 | 365.467 | i47 | 60 | i47 | 70 | i47 | 1 | i47 | 2 | i47 | 5.4 | i47 | 12 | i47 | 29.553 | 30.22 | 30.956 | i47 | 4 | 4 | 4 | i47 | 20 | 22.8571 | 25.7143 | 28.5714 | 31.4286 | 34.2857 | 37.1429 | 40 | i47 | 1 | 2 | 3 | 4 | 5 | 6 | 7 | 8 | i47 | 1.2
i48 | 12 | i48 | 0 | i48 | 56 | i48 | 365.477 | i48 | 60 | i48 | 70 | i48 | 1 | i48 | 2 | i48 | 5.4 | i48 | 12 | i48 | 29.563 | 30.23 | 30.966 | i48 | 4 | 4 | 4 | i48 | 20 | 22.8571 | 25.7143 | 28.5714 | 31.4286 | 34.2857 | 37.1429 | 40 | i48 | 1 | 2 | 3 | 4 | 5 | 6 | 7 | 8 | i48 | 1.2
i49 | 12 | i49 | 0 | i49 | 98 | i49 | 365.487 | i49 | 60 | i49 | 70 | i49 | 1 | i49 | 2 | i49 | 5.4 | i49 | 12 | i49 | 29.573 | 30.24 | 30.976 | i49 | 4 | 4 | 4 | i49 | 20 | 22.8571 | 25.7143 | 28.5714 | 31.4286 | 34.2857 | 37.1429 | 40 | i49 | 1 | 2 | 3 | 4 | 5 | 6 | 7 | 8 | i49 | 1.2
i50 | 12 | i50 | 124 | i50 | 0 | i50 | 365.497 | i50 | 60 | i50 | 70 | i50 | 1 | i50 | 2 | i50 | 5.4 | i50 | 0 | i50 | 29.583 | 30.25 | 30.986 | i50 | 4 | 4 | 4 | i50 | 20 | 22.8571 | 25.7143 | 28.5714 | 31.4286 | 34.2857 | 37.1429 | 40 | i50 | 1 | 2 | 3 | 4 | 5 | 6 | 7 | 8 | i50 | 1.2
i51 | 12 | i51 | 1000 | i51 | 0 | i51 | 365.477 | i51 | 60 | i51 | 70 | i51 | 1 | i51 | 2 | i51 | 5.4 | i51 | 0 | i51 | 29.565 | 30.235 | 30.965 | i51 | 4 | 4 | 4 | i51 | 20 | 22.8571 | 25.7143 | 28.5714 | 31.4286 | 34.2857 | 37.1429 | 40 | i51 | 1 | 2 | 3 | 4 | 5 | 6 | 7 | 8 | i51 | 1.2
i52 | 155 | i52 | 0 | i52 | 1000 | i52 | 415.547 | i52 | 70 | i52 | 80 | i52 | 16 | i52 | 24 | i52 | 54.24 | i52 | 134 | i52 | 23.9096 | 24.6249 | 25.3402 | i52 | 51.6667 | 51.6667 | 51.6667 | i52 | 562 | 775.7143 | 989.4286 | 1203.1429 | 1416.8571 | 1630.5714 | 1844.2857 | 2058 | i52 | 1 | 2 | 3 | 4 | 5 | 6 | 7 | 8 | i52 | 15.5
i53 | 155 | i53 | 0 | i53 | 1000 | i53 | 415.557 | i53 | 70 | i53 | 80 | i53 | 16 | i53 | 24 | i53 | 54.24 | i53 | 123 | i53 | 23.9196 | 24.6349 | 25.3502 | i53 | 51.6667 | 51.6667 | 51.6667 | i53 | 562 | 775.7143 | 989.4286 | 1203.1429 | 1416.8571 | 1630.5714 | 1844.2857 | 2058 | i53 | 1 | 2 | 3 | 4 | 5 | 6 | 7 | 8 | i53 | 15.5
i54 | 400 | i54 | 50 | i54 | 0 | i54 | 188.307 | i54 | 280 | i54 | 280 | i54 | 24 | i54 | 168 | i54 | 100 | i54 | 0 | i54 | 7.0608 | 7.3299 | 7.599 | i54 | 133.3333 | 133.3333 | 133.3333 | i54 | 35000 | 35714.2857 | 36428.5714 | 37142.8571 | 37857.1429 | 38571.4286 | 39285.7143 | 40000 | i54 | 1 | 2 | 3 | 4 | 5 | 6 | 7 | 8 | i54 | 40
i55 | 400 | i55 | 0 | i55 | 50 | i55 | 188.317 | i55 | 280 | i55 | 280 | i55 | 24 | i55 | 168 | i55 | 100 | i55 | 377 | i55 | 7.0708 | 7.3399 | 7.609 | i55 | 133.3333 | 133.3333 | 133.3333 | i55 | 35000 | 35714.2857 | 36428.5714 | 37142.8571 | 37857.1429 | 38571.4286 | 39285.7143 | 40000 | i55 | 1 | 2 | 3 | 4 | 5 | 6 | 7 | 8 | i55 | 40
i56 | 50 | i56 | 0 | i56 | 90 | i56 | 626.107 | i56 | 120 | i56 | 120 | i56 | 1 | i56 | 2 | i56 | 26 | i56 | 47 | i56 | 28.413 | 29.356 | 30.598 | i56 | 16.6667 | 16.6667 | 16.6667 | i56 | 30 | 34.2857 | 38.5714 | 42.8571 | 47.1429 | 51.4286 | 55.7143 | 60 | i56 | 1 | 2 | 3 | 4 | 5 | 6 | 7 | 8 | i56 | 5
i57 | 50 | i57 | 0 | i57 | 900 | i57 | 626.117 | i57 | 120 | i57 | 120 | i57 | 1 | i57 | 2 | i57 | 26 | i57 | 48 | i57 | 28.423 | 29.366 | 30.608 | i57 | 16.6667 | 16.6667 | 16.6667 | i57 | 30 | 34.2857 | 38.5714 | 42.8571 | 47.1429 | 51.4286 | 55.7143 | 60 | i57 | 1 | 2 | 3 | 4 | 5 | 6 | 7 | 8 | i57 | 5
i58 | 50 | i58 | 900 | i58 | 0 | i58 | 626.097 | i58 | 120 | i58 | 120 | i58 | 1 | i58 | 2 | i58 | 26 | i58 | 0 | i58 | 28.403 | 29.346 | 30.588 | i58 | 16.6667 | 16.6667 | 16.6667 | i58 | 30 | 34.2857 | 38.5714 | 42.8571 | 47.1429 | 51.4286 | 55.7143 | 60 | i58 | 1 | 2 | 3 | 4 | 5 | 6 | 7 | 8 | i58 | 5
i59 | 50 | i59 | 900 | i59 | 0 | i59 | 626.127 | i59 | 120 | i59 | 120 | i59 | 1 | i59 | 2 | i59 | 26 | i59 | 0 | i59 | 28.433 | 29.376 | 30.618 | i59 | 16.6667 | 16.6667 | 16.6667 | i59 | 30 | 34.2857 | 38.5714 | 42.8571 | 47.1429 | 51.4286 | 55.7143 | 60 | i59 | 1 | 2 | 3 | 4 | 5 | 6 | 7 | 8 | i59 | 5
i60 | 50 | i60 | 0 | i60 | 900 | i60 | 626.087 | i60 | 120 | i60 | 120 | i60 | 1 | i60 | 2 | i60 | 26 | i60 | 50 | i60 | 28.393 | 29.336 | 30.578 | i60 | 16.6667 | 16.6667 | 16.6667 | i60 | 30 | 34.2857 | 38.5714 | 42.8571 | 47.1429 | 51.4286 | 55.7143 | 60 | i60 | 1 | 2 | 3 | 4 | 5 | 6 | 7 | 8 | i60 | 5
i61 | 50 | i61 | 0 | i61 | 900 | i61 | 626.107 | i61 | 120 | i61 | 120 | i61 | 1 | i61 | 2 | i61 | 26 | i61 | 50 | i61 | 28.4135 | 29.3565 | 30.5985 | i61 | 16.6667 | 16.6667 | 16.6667 | i61 | 30 | 34.2857 | 38.5714 | 42.8571 | 47.1429 | 51.4286 | 55.7143 | 60 | i61 | 1 | 2 | 3 | 4 | 5 | 6 | 7 | 8 | i61 | 5
i62 | 155 | i62 | 0 | i62 | 900 | i62 | 415.537 | i62 | 70 | i62 | 80 | i62 | 16 | i62 | 24 | i62 | 54.24 | i62 | 150 | i62 | 23.8996 | 24.6149 | 25.3302 | i62 | 51.6667 | 51.6667 | 51.6667 | i62 | 562 | 775.7143 | 989.4286 | 1203.1429 | 1416.8571 | 1630.5714 | 1844.2857 | 2058 | i62 | 1 | 2 | 3 | 4 | 5 | 6 | 7 | 8 | i62 | 15.5
i63 | 155 | i63 | 900 | i63 | 0 | i63 | 415.567 | i63 | 70 | i63 | 80 | i63 | 16 | i63 | 24 | i63 | 54.24 | i63 | 0 | i63 | 23.9296 | 24.6449 | 25.3602 | i63 | 51.6667 | 51.6667 | 51.6667 | i63 | 562 | 775.7143 | 989.4286 | 1203.1429 | 1416.8571 | 1630.5714 | 1844.2857 | 2058 | i63 | 1 | 2 | 3 | 4 | 5 | 6 | 7 | 8 | i63 | 15.5
i64 | 350 | i64 | 900 | i64 | 0 | i64 | 303.787 | i64 | 140 | i64 | 140 | i64 | 5 | i64 | 8 | i64 | 140 | i64 | 0 | i64 | 26.3131 | 26.8076 | 27.2998 | i64 | 116.6667 | 116.6667 | 116.6667 | i64 | 5170 | 6154.8571 | 7139.7143 | 8124.5714 | 9109.4286 | 10094.2857 | 11079.1429 | 12064 | i64 | 1 | 2 | 3 | 4 | 5 | 6 | 7 | 8 | i64 | 35
i65 | 20 | i65 | 0 | i65 | 900 | i65 | 454.5222 | i65 | 90 | i65 | 100 | i65 | 1 | i65 | 2 | i65 | 8 | i65 | 20 | i65 | 29.167 | 29.443 | 29.903 | i65 | 6.6667 | 6.6667 | 6.6667 | i65 | 25 | 28 | 31 | 34 | 37 | 40 | 43 | 46 | i65 | 1 | 2 | 3 | 4 | 5 | 6 | 7 | 8 | i65 | 2
i66 | 20 | i66 | 0 | i66 | 90 | i66 | 454.526 | i66 | 90 | i66 | 100 | i66 | 1 | i66 | 2 | i66 | 8 | i66 | 20 | i66 | 29.157 | 29.433 | 29.893 | i66 | 6.6667 | 6.6667 | 6.6667 | i66 | 25 | 28 | 31 | 34 | 37 | 40 | 43 | 46 | i66 | 1 | 2 | 3 | 4 | 5 | 6 | 7 | 8 | i66 | 2
i67 | 76 | i67 | 0 | i67 | 789 | i67 | 263.4219 | i67 | 120 | i67 | 120 | i67 | 2 | i67 | 3 | i67 | 40 | i67 | 70 | i67 | 18.623 | 19.428 | 20.302 | i67 | 25.3333 | 25.3333 | 25.3333 | i67 | 44 | 50.8571 | 57.7143 | 64.5714 | 71.4286 | 78.2857 | 85.1429 | 92 | i67 | 1 | 2 | 3 | 4 | 5 | 6 | 7 | 8 | i67 | 7.6
i68 | 76 | i68 | 456 | i68 | 0 | i68 | 263.4256 | i68 | 120 | i68 | 120 | i68 | 2 | i68 | 3 | i68 | 40 | i68 | 0 | i68 | 18.633 | 19.438 | 20.312 | i68 | 25.3333 | 25.3333 | 25.3333 | i68 | 44 | 50.8571 | 57.7143 | 64.5714 | 71.4286 | 78.2857 | 85.1429 | 92 | i68 | 1 | 2 | 3 | 4 | 5 | 6 | 7 | 8 | i68 | 7.6
i69 | 20 | i69 | 375 | i69 | 0 | i69 | 454.5278 | i69 | 90 | i69 | 100 | i69 | 1 | i69 | 2 | i69 | 8 | i69 | 0 | i69 | 29.147 | 29.423 | 29.883 | i69 | 6.6667 | 6.6667 | 6.6667 | i69 | 25 | 28 | 31 | 34 | 37 | 40 | 43 | 46 | i69 | 1 | 2 | 3 | 4 | 5 | 6 | 7 | 8 | i69 | 2
i70 | 20 | i70 | 375 | i70 | 0 | i70 | 454.5291 | i70 | 90 | i70 | 100 | i70 | 1 | i70 | 2 | i70 | 8 | i70 | 0 | i70 | 29.137 | 29.413 | 29.873 | i70 | 6.6667 | 6.6667 | 6.6667 | i70 | 25 | 28 | 31 | 34 | 37 | 40 | 43 | 46 | i70 | 1 | 2 | 3 | 4 | 5 | 6 | 7 | 8 | i70 | 2
i71 | 76 | i71 | 170 | i71 | 0 | i71 | 263.427 | i71 | 120 | i71 | 120 | i71 | 2 | i71 | 3 | i71 | 40 | i71 | 0 | i71 | 18.613 | 19.418 | 20.292 | i71 | 25.3333 | 25.3333 | 25.3333 | i71 | 44 | 50.8571 | 57.7143 | 64.5714 | 71.4286 | 78.2857 | 85.1429 | 92 | i71 | 1 | 2 | 3 | 4 | 5 | 6 | 7 | 8 | i71 | 7.6
i72 | 76 | i72 | 170 | i72 | 0 | i72 | 263.429 | i72 | 120 | i72 | 120 | i72 | 2 | i72 | 3 | i72 | 40 | i72 | 0 | i72 | 18.603 | 19.408 | 20.282 | i72 | 25.3333 | 25.3333 | 25.3333 | i72 | 44 | 50.8571 | 57.7143 | 64.5714 | 71.4286 | 78.2857 | 85.1429 | 92 | i72 | 1 | 2 | 3 | 4 | 5 | 6 | 7 | 8 | i72 | 7.6
i73 | 100 | i73 | 0 | i73 | 170 | i73 | 306.62 | i73 | 420 | i73 | 420 | i73 | 2 | i73 | 4 | i73 | 40 | i73 | 100 | i73 | 17.7904 | 18.4804 | 19.1658 | i73 | 33.3333 | 33.3333 | 33.3333 | i73 | 60 | 68.5714 | 77.1429 | 85.7143 | 94.2857 | 102.8571 | 111.4286 | 120 | i73 | 1 | 2 | 3 | 4 | 5 | 6 | 7 | 8 | i73 | 10
i74 | 100 | i74 | 0 | i74 | 800 | i74 | 306.629 | i74 | 420 | i74 | 420 | i74 | 2 | i74 | 4 | i74 | 40 | i74 | 90 | i74 | 17.8004 | 18.4904 | 19.1758 | i74 | 33.3333 | 33.3333 | 33.3333 | i74 | 60 | 68.5714 | 77.1429 | 85.7143 | 94.2857 | 102.8571 | 111.4286 | 120 | i74 | 1 | 2 | 3 | 4 | 5 | 6 | 7 | 8 | i74 | 10
i75 | 100 | i75 | 0 | i75 | 2500 | i75 | 306.6155 | i75 | 420 | i75 | 420 | i75 | 2 | i75 | 4 | i75 | 40 | i75 | 80 | i75 | 17.7804 | 18.4704 | 19.1558 | i75 | 33.3333 | 33.3333 | 33.3333 | i75 | 60 | 68.5714 | 77.1429 | 85.7143 | 94.2857 | 102.8571 | 111.4286 | 120 | i75 | 1 | 2 | 3 | 4 | 5 | 6 | 7 | 8 | i75 | 10
i76 | 197 | i76 | 0 | i76 | 2500 | i76 | 482.82 | i76 | 310 | i76 | 310 | i76 | 3 | i76 | 4 | i76 | 104 | i76 | 177 | i76 | 17.3925 | 17.9077 | 18.4252 | i76 | 65.6667 | 65.6667 | 65.6667 | i76 | 110 | 127.1429 | 144.2857 | 161.4286 | 178.5714 | 195.7143 | 212.8571 | 230 | i76 | 1 | 2 | 3 | 4 | 5 | 6 | 7 | 8 | i76 | 19.7
i77 | 197 | i77 | 0 | i77 | 2500 | i77 | 482.8291 | i77 | 310 | i77 | 310 | i77 | 3 | i77 | 4 | i77 | 104 | i77 | 155 | i77 | 17.4025 | 17.9177 | 18.4352 | i77 | 65.6667 | 65.6667 | 65.6667 | i77 | 110 | 127.1429 | 144.2857 | 161.4286 | 178.5714 | 195.7143 | 212.8571 | 230 | i77 | 1 | 2 | 3 | 4 | 5 | 6 | 7 | 8 | i77 | 19.7
i78 | 197 | i78 | 2500 | i78 | 0 | i78 | 482.827 | i78 | 310 | i78 | 310 | i78 | 3 | i78 | 4 | i78 | 104 | i78 | 0 | i78 | 17.4125 | 17.9277 | 18.4452 | i78 | 65.6667 | 65.6667 | 65.6667 | i78 | 110 | 127.1429 | 144.2857 | 161.4286 | 178.5714 | 195.7143 | 212.8571 | 230 | i78 | 1 | 2 | 3 | 4 | 5 | 6 | 7 | 8 | i78 | 19.7
i79 | 12 | i79 | 0 | i79 | 1000 | i79 | 365.42 | i79 | 60 | i79 | 70 | i79 | 1 | i79 | 2 | i79 | 5.4 | i79 | 12 | i79 | 29.653 | 30.32 | 31.056 | i79 | 4 | 4 | 4 | i79 | 20 | 22.8571 | 25.7143 | 28.5714 | 31.4286 | 34.2857 | 37.1429 | 40 | i79 | 1 | 2 | 3 | 4 | 5 | 6 | 7 | 8 | i79 | 1.2
i80 | 12 | i80 | 0 | i80 | 203 | i80 | 365.4243 | i80 | 60 | i80 | 70 | i80 | 1 | i80 | 2 | i80 | 5.4 | i80 | 12 | i80 | 29.663 | 30.33 | 31.066 | i80 | 4 | 4 | 4 | i80 | 20 | 22.8571 | 25.7143 | 28.5714 | 31.4286 | 34.2857 | 37.1429 | 40 | i80 | 1 | 2 | 3 | 4 | 5 | 6 | 7 | 8 | i80 | 1.2
i81 | 12 | i81 | 0 | i81 | 600 | i81 | 365.4254 | i81 | 60 | i81 | 70 | i81 | 1 | i81 | 2 | i81 | 5.4 | i81 | 12 | i81 | 29.673 | 30.34 | 31.076 | i81 | 4 | 4 | 4 | i81 | 20 | 22.8571 | 25.7143 | 28.5714 | 31.4286 | 34.2857 | 37.1429 | 40 | i81 | 1 | 2 | 3 | 4 | 5 | 6 | 7 | 8 | i81 | 1.2
i82 | 12 | i82 | 46 | i82 | 0 | i82 | 365.427 | i82 | 60 | i82 | 70 | i82 | 1 | i82 | 2 | i82 | 5.4 | i82 | 0 | i82 | 29.683 | 30.35 | 31.086 | i82 | 4 | 4 | 4 | i82 | 20 | 22.8571 | 25.7143 | 28.5714 | 31.4286 | 34.2857 | 37.1429 | 40 | i82 | 1 | 2 | 3 | 4 | 5 | 6 | 7 | 8 | i82 | 1.2
i83 | 12 | i83 | 236 | i83 | 0 | i83 | 365.429 | i83 | 60 | i83 | 70 | i83 | 1 | i83 | 2 | i83 | 5.4 | i83 | 0 | i83 | 29.665 | 30.335 | 31.065 | i83 | 4 | 4 | 4 | i83 | 20 | 22.8571 | 25.7143 | 28.5714 | 31.4286 | 34.2857 | 37.1429 | 40 | i83 | 1 | 2 | 3 | 4 | 5 | 6 | 7 | 8 | i83 | 1.2
i84 | 155 | i84 | 0 | i84 | 236 | i84 | 415.5314 | i84 | 70 | i84 | 80 | i84 | 16 | i84 | 24 | i84 | 54.24 | i84 | 134 | i84 | 24.0096 | 24.7249 | 25.4402 | i84 | 51.6667 | 51.6667 | 51.6667 | i84 | 562 | 775.7143 | 989.4286 | 1203.1429 | 1416.8571 | 1630.5714 | 1844.2857 | 2058 | i84 | 1 | 2 | 3 | 4 | 5 | 6 | 7 | 8 | i84 | 15.5
i85 | 155 | i85 | 0 | i85 | 64 | i85 | 415.5256 | i85 | 70 | i85 | 80 | i85 | 16 | i85 | 24 | i85 | 54.24 | i85 | 123 | i85 | 24.0196 | 24.7349 | 25.4502 | i85 | 51.6667 | 51.6667 | 51.6667 | i85 | 562 | 775.7143 | 989.4286 | 1203.1429 | 1416.8571 | 1630.5714 | 1844.2857 | 2058 | i85 | 1 | 2 | 3 | 4 | 5 | 6 | 7 | 8 | i85 | 15.5
i86 | 400 | i86 | 6 | i86 | 0 | i86 | 188.329 | i86 | 280 | i86 | 280 | i86 | 24 | i86 | 168 | i86 | 100 | i86 | 0 | i86 | 7.1608 | 7.4299 | 7.699 | i86 | 133.3333 | 133.3333 | 133.3333 | i86 | 35000 | 35714.2857 | 36428.5714 | 37142.8571 | 37857.1429 | 38571.4286 | 39285.7143 | 40000 | i86 | 1 | 2 | 3 | 4 | 5 | 6 | 7 | 8 | i86 | 40
i87 | 400 | i87 | 0 | i87 | 8 | i87 | 188.32 | i87 | 280 | i87 | 280 | i87 | 24 | i87 | 168 | i87 | 100 | i87 | 377 | i87 | 7.1708 | 7.4399 | 7.709 | i87 | 133.3333 | 133.3333 | 133.3333 | i87 | 35000 | 35714.2857 | 36428.5714 | 37142.8571 | 37857.1429 | 38571.4286 | 39285.7143 | 40000 | i87 | 1 | 2 | 3 | 4 | 5 | 6 | 7 | 8 | i87 | 40
i88 | 50 | i88 | 0 | i88 | 90 | i88 | 626.12 | i88 | 120 | i88 | 120 | i88 | 1 | i88 | 2 | i88 | 26 | i88 | 47 | i88 | 28.513 | 29.456 | 30.698 | i88 | 16.6667 | 16.6667 | 16.6667 | i88 | 30 | 34.2857 | 38.5714 | 42.8571 | 47.1429 | 51.4286 | 55.7143 | 60 | i88 | 1 | 2 | 3 | 4 | 5 | 6 | 7 | 8 | i88 | 5
i89 | 50 | i89 | 0 | i89 | 5 | i89 | 626.129 | i89 | 120 | i89 | 120 | i89 | 1 | i89 | 2 | i89 | 26 | i89 | 48 | i89 | 28.523 | 29.466 | 30.708 | i89 | 16.6667 | 16.6667 | 16.6667 | i89 | 30 | 34.2857 | 38.5714 | 42.8571 | 47.1429 | 51.4286 | 55.7143 | 60 | i89 | 1 | 2 | 3 | 4 | 5 | 6 | 7 | 8 | i89 | 5
i90 | 50 | i90 | 6 | i90 | 0 | i90 | 626.123 | i90 | 120 | i90 | 120 | i90 | 1 | i90 | 2 | i90 | 26 | i90 | 0 | i90 | 28.503 | 29.446 | 30.688 | i90 | 16.6667 | 16.6667 | 16.6667 | i90 | 30 | 34.2857 | 38.5714 | 42.8571 | 47.1429 | 51.4286 | 55.7143 | 60 | i90 | 1 | 2 | 3 | 4 | 5 | 6 | 7 | 8 | i90 | 5
i91 | 50 | i91 | 7 | i91 | 0 | i91 | 626.124 | i91 | 120 | i91 | 120 | i91 | 1 | i91 | 2 | i91 | 26 | i91 | 0 | i91 | 28.533 | 29.476 | 30.718 | i91 | 16.6667 | 16.6667 | 16.6667 | i91 | 30 | 34.2857 | 38.5714 | 42.8571 | 47.1429 | 51.4286 | 55.7143 | 60 | i91 | 1 | 2 | 3 | 4 | 5 | 6 | 7 | 8 | i91 | 5
i92 | 50 | i92 | 0 | i92 | 8 | i92 | 626.125 | i92 | 120 | i92 | 120 | i92 | 1 | i92 | 2 | i92 | 26 | i92 | 50 | i92 | 28.493 | 29.436 | 30.678 | i92 | 16.6667 | 16.6667 | 16.6667 | i92 | 30 | 34.2857 | 38.5714 | 42.8571 | 47.1429 | 51.4286 | 55.7143 | 60 | i92 | 1 | 2 | 3 | 4 | 5 | 6 | 7 | 8 | i92 | 5
i93 | 50 | i93 | 0 | i93 | 9 | i93 | 626.126 | i93 | 120 | i93 | 120 | i93 | 1 | i93 | 2 | i93 | 26 | i93 | 50 | i93 | 28.5135 | 29.4565 | 30.6985 | i93 | 16.6667 | 16.6667 | 16.6667 | i93 | 30 | 34.2857 | 38.5714 | 42.8571 | 47.1429 | 51.4286 | 55.7143 | 60 | i93 | 1 | 2 | 3 | 4 | 5 | 6 | 7 | 8 | i93 | 5
i94 | 155 | i94 | 0 | i94 | 7 | i94 | 415.52 | i94 | 70 | i94 | 80 | i94 | 16 | i94 | 24 | i94 | 54.24 | i94 | 150 | i94 | 23.9996 | 24.7149 | 25.4302 | i94 | 51.6667 | 51.6667 | 51.6667 | i94 | 562 | 775.7143 | 989.4286 | 1203.1429 | 1416.8571 | 1630.5714 | 1844.2857 | 2058 | i94 | 1 | 2 | 3 | 4 | 5 | 6 | 7 | 8 | i94 | 15.5
i95 | 155 | i95 | 66 | i95 | 0 | i95 | 415.526 | i95 | 70 | i95 | 80 | i95 | 16 | i95 | 24 | i95 | 54.24 | i95 | 0 | i95 | 24.0296 | 24.7449 | 25.4602 | i95 | 51.6667 | 51.6667 | 51.6667 | i95 | 562 | 775.7143 | 989.4286 | 1203.1429 | 1416.8571 | 1630.5714 | 1844.2857 | 2058 | i95 | 1 | 2 | 3 | 4 | 5 | 6 | 7 | 8 | i95 | 15.5
i96 | 350 | i96 | 55 | i96 | 0 | i96 | 303.72 | i96 | 140 | i96 | 140 | i96 | 5 | i96 | 8 | i96 | 140 | i96 | 0 | i96 | 26.4131 | 26.9076 | 27.3998 | i96 | 116.6667 | 116.6667 | 116.6667 | i96 | 5170 | 6154.8571 | 7139.7143 | 8124.5714 | 9109.4286 | 10094.2857 | 11079.1429 | 12064 | i96 | 1 | 2 | 3 | 4 | 5 | 6 | 7 | 8 | i96 | 35

## Generator_Map
| s101 | s102 | s103 | s104 | s105 | s106 | s107 | s108 | s109 | s110 | s111 | s112 | s113 | s114 | s115 | s116 | s117 | s118 | s119 | s120 | s121 | s122 | s123 | s124 | s201 | s202 | s203 | s204 | s205 | s206 | s207 | s208 | s209 | s210 | s211 | s212 | s213 | s214 | s215 | s216 | s217 | s218 | s219 | s220 | s221 | s222 | s223 | s224 | s301 | s302 | s303 | s304 | s305 | s306 | s307 | s308 | s309 | s310 | s311 | s312 | s313 | s314 | s315 | s316 | s317 | s318 | s319 | s320 | s321 | s322 | s323 | s324 | s325
i1 | bar: s101
i2 | bar: s101
i3 | bar: s101
i4 | bar: s101
i5 | bar: s102
i6 | bar: s102
i7 | bar: s102
i8 | bar: s102
i9 | bar: s107
i10 | bar: s107
i11 | bar: s108
i12 | bar: s113
i13 | bar: s113
i14 | bar: s113
i15 | bar: s115
i16 | bar: s115
i17 | bar: s115
i18 | bar: s115
i19 | bar: s115
i20 | bar: s115
i21 | bar: s116
i22 | bar: s118
i23 | bar: s121
i24 | bar: s122
i25 | bar: s122
i26 | bar: s122
i27 | bar: s122
i28 | bar: s122
i29 | bar: s122
i30 | bar: s123
i31 | bar: s123
i32 | bar: s123
i33 | bar: s201
i34 | bar: s201
i35 | bar: s201
i36 | bar: s201
i37 | bar: s202
i38 | bar: s202
i39 | bar: s202
i40 | bar: s202
i41 | bar: s207
i42 | bar: s208
i43 | bar: s208
i44 | bar: s213
i45 | bar: s213
i46 | bar: s213
i47 | bar: s215
i48 | bar: s215
i49 | bar: s215
i50 | bar: s215
i51 | bar: s215
i52 | bar: s215
i53 | bar: s216
i54 | bar: s218
i55 | bar: s221
i56 | bar: s222
i57 | bar: s222
i58 | bar: s222
i59 | bar: s222
i60 | bar: s222
i61 | bar: s222
i62 | bar: s223
i63 | bar: s223
i64 | bar: s223
i65 | bar: s301
i66 | bar: s301
i67 | bar: s301
i68 | bar: s301
i69 | bar: s302
i70 | bar: s302
i71 | bar: s302
i72 | bar: s302
i73 | bar: s307
i74 | bar: s308
i75 | bar: s308
i76 | bar: s313
i77 | bar: s313
i78 | bar: s313
i79 | bar: s315
i80 | bar: s315
i81 | bar: s315
i82 | bar: s315
i83 | bar: s315
i84 | bar: s315
i85 | bar: s316
i86 | bar: s318
i87 | bar: s321
i88 | bar: s322
i89 | bar: s322
i90 | bar: s322
i91 | bar: s322
i92 | bar: s322
i93 | bar: s322
i94 | bar: s323
i95 | bar: s323
i96 | bar: s323

## Generator_Commitments
| i1 | i2 | i3 | i4 | i5 | i6 | i7 | i8 | i9 | i10 | i11 | i12 | i13 | i14 | i15 | i16 | i17 | i18 | i19 | i20 | i21 | i22 | i23 | i24 | i25 | i26 | i27 | i28 | i29 | i30 | i31 | i32 | i33 | i34 | i35 | i36 | i37 | i38 | i39 | i40 | i41 | i42 | i43 | i44 | i45 | i46 | i47 | i48 | i49 | i50 | i51 | i52 | i53 | i54 | i55 | i56 | i57 | i58 | i59 | i60 | i61 | i62 | i63 | i64 | i65 | i66 | i67 | i68 | i69 | i70 | i71 | i72 | i73 | i74 | i75 | i76 | i77 | i78 | i79 | i80 | i81 | i82 | i83 | i84 | i85 | i86 | i87 | i88 | i89 | i90 | i91 | i92 | i93 | i94 | i95 | i96
t1 | 1 | 0 | 0 | 0 | 0 | 0 | 0 | 0 | 0 | 0 | 0 | 0 | 0 | 0 | 0 | 0 | 0 | 0 | 0 | 0 | 0 | 0 | 0 | 0 | 0 | 0 | 0 | 0 | 0 | 0 | 0 | 0 | 0 | 0 | 0 | 0 | 0 | 0 | 0 | 0 | 0 | 0 | 0 | 0 | 0 | 0 | 0 | 0 | 0 | 0 | 0 | 0 | 0 | 0 | 0 | 0 | 0 | 0 | 0 | 0 | 0 | 0 | 0 | 0 | 0 | 0 | 0 | 0 | 0 | 0 | 0 | 0 | 0
t2 | 1 | 0 | 0 | 0 | 0 | 0 | 0 | 0 | 0 | 0 | 0 | 0 | 0 | 0 | 0 | 0 | 0 | 0 | 0 | 0 | 0 | 0 | 0 | 0 | 0 | 0 | 0 | 0 | 0 | 0 | 0 | 0 | 0 | 0 | 0 | 0 | 0 | 0 | 0 | 0 | 0 | 0 | 0 | 0 | 0 | 0 | 0 | 0 | 0 | 0 | 0 | 0 | 0 | 0 | 0 | 0 | 0 | 0 | 0 | 0 | 0 | 0 | 0 | 0 | 0 | 0 | 0 | 0 | 0 | 0 | 0 | 0 | 0
t3 | 1 | 0 | 0 | 0 | 0 | 0 | 0 | 0 | 0 | 0 | 0 | 0 | 0 | 0 | 0 | 0 | 0 | 0 | 0 | 0 | 0 | 0 | 0 | 0 | 0 | 0 | 0 | 0 | 0 | 0 | 0 | 0 | 0 | 0 | 0 | 0 | 0 | 0 | 0 | 0 | 0 | 0 | 0 | 0 | 0 | 0 | 0 | 0 | 0 | 0 | 0 | 0 | 0 | 0 | 0 | 0 | 0 | 0 | 0 | 0 | 0 | 0 | 0 | 0 | 0 | 0 | 0 | 0 | 0 | 0 | 0 | 0 | 0
t4 | 1 | 0 | 0 | 0 | 0 | 0 | 0 | 0 | 0 | 0 | 0 | 0 | 0 | 0 | 0 | 0 | 0 | 0 | 0 | 0 | 0 | 0 | 0 | 0 | 0 | 0 | 0 | 0 | 0 | 0 | 0 | 0 | 0 | 0 | 0 | 0 | 0 | 0 | 0 | 0 | 0 | 0 | 0 | 0 | 0 | 0 | 0 | 0 | 0 | 0 | 0 | 0 | 0 | 0 | 0 | 0 | 0 | 0 | 0 | 0 | 0 | 0 | 0 | 0 | 0 | 0 | 0 | 0 | 0 | 0 | 0 | 0 | 0
t5 | 0 | 1 | 0 | 0 | 0 | 0 | 0 | 0 | 0 | 0 | 0 | 0 | 0 | 0 | 0 | 0 | 0 | 0 | 0 | 0 | 0 | 0 | 0 | 0 | 0 | 0 | 0 | 0 | 0 | 0 | 0 | 0 | 0 | 0 | 0 | 0 | 0 | 0 | 0 | 0 | 0 | 0 | 0 | 0 | 0 | 0 | 0 | 0 | 0 | 0 | 0 | 0 | 0 | 0 | 0 | 0 | 0 | 0 | 0 | 0 | 0 | 0 | 0 | 0 | 0 | 0 | 0 | 0 | 0 | 0 | 0 | 0 | 0
t6 | 0 | 1 | 0 | 0 | 0 | 0 | 0 | 0 | 0 | 0 | 0 | 0 | 0 | 0 | 0 | 0 | 0 | 0 | 0 | 0 | 0 | 0 | 0 | 0 | 0 | 0 | 0 | 0 | 0 | 0 | 0 | 0 | 0 | 0 | 0 | 0 | 0 | 0 | 0 | 0 | 0 | 0 | 0 | 0 | 0 | 0 | 0 | 0 | 0 | 0 | 0 | 0 | 0 | 0 | 0 | 0 | 0 | 0 | 0 | 0 | 0 | 0 | 0 | 0 | 0 | 0 | 0 | 0 | 0 | 0 | 0 | 0 | 0
t7 | 0 | 1 | 0 | 0 | 0 | 0 | 0 | 0 | 0 | 0 | 0 | 0 | 0 | 0 | 0 | 0 | 0 | 0 | 0 | 0 | 0 | 0 | 0 | 0 | 0 | 0 | 0 | 0 | 0 | 0 | 0 | 0 | 0 | 0 | 0 | 0 | 0 | 0 | 0 | 0 | 0 | 0 | 0 | 0 | 0 | 0 | 0 | 0 | 0 | 0 | 0 | 0 | 0 | 0 | 0 | 0 | 0 | 0 | 0 | 0 | 0 | 0 | 0 | 0 | 0 | 0 | 0 | 0 | 0 | 0 | 0 | 0 | 0
t8 | 0 | 1 | 0 | 0 | 0 | 0 | 0 | 0 | 0 | 0 | 0 | 0 | 0 | 0 | 0 | 0 | 0 | 0 | 0 | 0 | 0 | 0 | 0 | 0 | 0 | 0 | 0 | 0 | 0 | 0 | 0 | 0 | 0 | 0 | 0 | 0 | 0 | 0 | 0 | 0 | 0 | 0 | 0 | 0 | 0 | 0 | 0 | 0 | 0 | 0 | 0 | 0 | 0 | 0 | 0 | 0 | 0 | 0 | 0 | 0 | 0 | 0 | 0 | 0 | 0 | 0 | 0 | 0 | 0 | 0 | 0 | 0 | 0
t9 | 0 | 0 | 0 | 0 | 0 | 0 | 1 | 0 | 0 | 0 | 0 | 0 | 0 | 0 | 0 | 0 | 0 | 0 | 0 | 0 | 0 | 0 | 0 | 0 | 0 | 0 | 0 | 0 | 0 | 0 | 0 | 0 | 0 | 0 | 0 | 0 | 0 | 0 | 0 | 0 | 0 | 0 | 0 | 0 | 0 | 0 | 0 | 0 | 0 | 0 | 0 | 0 | 0 | 0 | 0 | 0 | 0 | 0 | 0 | 0 | 0 | 0 | 0 | 0 | 0 | 0 | 0 | 0 | 0 | 0 | 0 | 0 | 0
t10 | 0 | 0 | 0 | 0 | 0 | 0 | 1 | 0 | 0 | 0 | 0 | 0 | 0 | 0 | 0 | 0 | 0 | 0 | 0 | 0 | 0 | 0 | 0 | 0 | 0 | 0 | 0 | 0 | 0 | 0 | 0 | 0 | 0 | 0 | 0 | 0 | 0 | 0 | 0 | 0 | 0 | 0 | 0 | 0 | 0 | 0 | 0 | 0 | 0 | 0 | 0 | 0 | 0 | 0 | 0 | 0 | 0 | 0 | 0 | 0 | 0 | 0 | 0 | 0 | 0 | 0 | 0 | 0 | 0 | 0 | 0 | 0 | 0
t11 | 0 | 0 | 0 | 0 | 0 | 0 | 0 | 1 | 0 | 0 | 0 | 0 | 0 | 0 | 0 | 0 | 0 | 0 | 0 | 0 | 0 | 0 | 0 | 0 | 0 | 0 | 0 | 0 | 0 | 0 | 0 | 0 | 0 | 0 | 0 | 0 | 0 | 0 | 0 | 0 | 0 | 0 | 0 | 0 | 0 | 0 | 0 | 0 | 0 | 0 | 0 | 0 | 0 | 0 | 0 | 0 | 0 | 0 | 0 | 0 | 0 | 0 | 0 | 0 | 0 | 0 | 0 | 0 | 0 | 0 | 0 | 0 | 0
t12 | 0 | 0 | 0 | 0 | 0 | 0 | 0 | 0 | 0 | 0 | 0 | 0 | 1 | 0 | 0 | 0 | 0 | 0 | 0 | 0 | 0 | 0 | 0 | 0 | 0 | 0 | 0 | 0 | 0 | 0 | 0 | 0 | 0 | 0 | 0 | 0 | 0 | 0 | 0 | 0 | 0 | 0 | 0 | 0 | 0 | 0 | 0 | 0 | 0 | 0 | 0 | 0 | 0 | 0 | 0 | 0 | 0 | 0 | 0 | 0 | 0 | 0 | 0 | 0 | 0 | 0 | 0 | 0 | 0 | 0 | 0 | 0 | 0
t13 | 0 | 0 | 0 | 0 | 0 | 0 | 0 | 0 | 0 | 0 | 0 | 0 | 1 | 0 | 0 | 0 | 0 | 0 | 0 | 0 | 0 | 0 | 0 | 0 | 0 | 0 | 0 | 0 | 0 | 0 | 0 | 0 | 0 | 0 | 0 | 0 | 0 | 0 | 0 | 0 | 0 | 0 | 0 | 0 | 0 | 0 | 0 | 0 | 0 | 0 | 0 | 0 | 0 | 0 | 0 | 0 | 0 | 0 | 0 | 0 | 0 | 0 | 0 | 0 | 0 | 0 | 0 | 0 | 0 | 0 | 0 | 0 | 0
t14 | 0 | 0 | 0 | 0 | 0 | 0 | 0 | 0 | 0 | 0 | 0 | 0 | 1 | 0 | 0 | 0 | 0 | 0 | 0 | 0 | 0 | 0 | 0 | 0 | 0 | 0 | 0 | 0 | 0 | 0 | 0 | 0 | 0 | 0 | 0 | 0 | 0 | 0 | 0 | 0 | 0 | 0 | 0 | 0 | 0 | 0 | 0 | 0 | 0 | 0 | 0 | 0 | 0 | 0 | 0 | 0 | 0 | 0 | 0 | 0 | 0 | 0 | 0 | 0 | 0 | 0 | 0 | 0 | 0 | 0 | 0 | 0 | 0
t15 | 0 | 0 | 0 | 0 | 0 | 0 | 0 | 0 | 0 | 0 | 0 | 0 | 0 | 0 | 1 | 0 | 0 | 0 | 0 | 0 | 0 | 0 | 0 | 0 | 0 | 0 | 0 | 0 | 0 | 0 | 0 | 0 | 0 | 0 | 0 | 0 | 0 | 0 | 0 | 0 | 0 | 0 | 0 | 0 | 0 | 0 | 0 | 0 | 0 | 0 | 0 | 0 | 0 | 0 | 0 | 0 | 0 | 0 | 0 | 0 | 0 | 0 | 0 | 0 | 0 | 0 | 0 | 0 | 0 | 0 | 0 | 0 | 0
t16 | 0 | 0 | 0 | 0 | 0 | 0 | 0 | 0 | 0 | 0 | 0 | 0 | 0 | 0 | 1 | 0 | 0 | 0 | 0 | 0 | 0 | 0 | 0 | 0 | 0 | 0 | 0 | 0 | 0 | 0 | 0 | 0 | 0 | 0 | 0 | 0 | 0 | 0 | 0 | 0 | 0 | 0 | 0 | 0 | 0 | 0 | 0 | 0 | 0 | 0 | 0 | 0 | 0 | 0 | 0 | 0 | 0 | 0 | 0 | 0 | 0 | 0 | 0 | 0 | 0 | 0 | 0 | 0 | 0 | 0 | 0 | 0 | 0
t17 | 0 | 0 | 0 | 0 | 0 | 0 | 0 | 0 | 0 | 0 | 0 | 0 | 0 | 0 | 1 | 0 | 0 | 0 | 0 | 0 | 0 | 0 | 0 | 0 | 0 | 0 | 0 | 0 | 0 | 0 | 0 | 0 | 0 | 0 | 0 | 0 | 0 | 0 | 0 | 0 | 0 | 0 | 0 | 0 | 0 | 0 | 0 | 0 | 0 | 0 | 0 | 0 | 0 | 0 | 0 | 0 | 0 | 0 | 0 | 0 | 0 | 0 | 0 | 0 | 0 | 0 | 0 | 0 | 0 | 0 | 0 | 0 | 0
t18 | 0 | 0 | 0 | 0 | 0 | 0 | 0 | 0 | 0 | 0 | 0 | 0 | 0 | 0 | 1 | 0 | 0 | 0 | 0 | 0 | 0 | 0 | 0 | 0 | 0 | 0 | 0 | 0 | 0 | 0 | 0 | 0 | 0 | 0 | 0 | 0 | 0 | 0 | 0 | 0 | 0 | 0 | 0 | 0 | 0 | 0 | 0 | 0 | 0 | 0 | 0 | 0 | 0 | 0 | 0 | 0 | 0 | 0 | 0 | 0 | 0 | 0 | 0 | 0 | 0 | 0 | 0 | 0 | 0 | 0 | 0 | 0 | 0
t19 | 0 | 0 | 0 | 0 | 0 | 0 | 0 | 0 | 0 | 0 | 0 | 0 | 0 | 0 | 1 | 0 | 0 | 0 | 0 | 0 | 0 | 0 | 0 | 0 | 0 | 0 | 0 | 0 | 0 | 0 | 0 | 0 | 0 | 0 | 0 | 0 | 0 | 0 | 0 | 0 | 0 | 0 | 0 | 0 | 0 | 0 | 0 | 0 | 0 | 0 | 0 | 0 | 0 | 0 | 0 | 0 | 0 | 0 | 0 | 0 | 0 | 0 | 0 | 0 | 0 | 0 | 0 | 0 | 0 | 0 | 0 | 0 | 0
t20 | 0 | 0 | 0 | 0 | 0 | 0 | 0 | 0 | 0 | 0 | 0 | 0 | 0 | 0 | 1 | 0 | 0 | 0 | 0 | 0 | 0 | 0 | 0 | 0 | 0 | 0 | 0 | 0 | 0 | 0 | 0 | 0 | 0 | 0 | 0 | 0 | 0 | 0 | 0 | 0 | 0 | 0 | 0 | 0 | 0 | 0 | 0 | 0 | 0 | 0 | 0 | 0 | 0 | 0 | 0 | 0 | 0 | 0 | 0 | 0 | 0 | 0 | 0 | 0 | 0 | 0 | 0 | 0 | 0 | 0 | 0 | 0 | 0
t21 | 0 | 0 | 0 | 0 | 0 | 0 | 0 | 0 | 0 | 0 | 0 | 0 | 0 | 0 | 0 | 1 | 0 | 0 | 0 | 0 | 0 | 0 | 0 | 0 | 0 | 0 | 0 | 0 | 0 | 0 | 0 | 0 | 0 | 0 | 0 | 0 | 0 | 0 | 0 | 0 | 0 | 0 | 0 | 0 | 0 | 0 | 0 | 0 | 0 | 0 | 0 | 0 | 0 | 0 | 0 | 0 | 0 | 0 | 0 | 0 | 0 | 0 | 0 | 0 | 0 | 0 | 0 | 0 | 0 | 0 | 0 | 0 | 0
t22 | 0 | 0 | 0 | 0 | 0 | 0 | 0 | 0 | 0 | 0 | 0 | 0 | 0 | 0 | 0 | 0 | 0 | 1 | 0 | 0 | 0 | 0 | 0 | 0 | 0 | 0 | 0 | 0 | 0 | 0 | 0 | 0 | 0 | 0 | 0 | 0 | 0 | 0 | 0 | 0 | 0 | 0 | 0 | 0 | 0 | 0 | 0 | 0 | 0 | 0 | 0 | 0 | 0 | 0 | 0 | 0 | 0 | 0 | 0 | 0 | 0 | 0 | 0 | 0 | 0 | 0 | 0 | 0 | 0 | 0 | 0 | 0 | 0
t23 | 0 | 0 | 0 | 0 | 0 | 0 | 0 | 0 | 0 | 0 | 0 | 0 | 0 | 0 | 0 | 0 | 0 | 0 | 0 | 0 | 1 | 0 | 0 | 0 | 0 | 0 | 0 | 0 | 0 | 0 | 0 | 0 | 0 | 0 | 0 | 0 | 0 | 0 | 0 | 0 | 0 | 0 | 0 | 0 | 0 | 0 | 0 | 0 | 0 | 0 | 0 | 0 | 0 | 0 | 0 | 0 | 0 | 0 | 0 | 0 | 0 | 0 | 0 | 0 | 0 | 0 | 0 | 0 | 0 | 0 | 0 | 0 | 0
t24 | 0 | 0 | 0 | 0 | 0 | 0 | 0 | 0 | 0 | 0 | 0 | 0 | 0 | 0 | 0 | 0 | 0 | 0 | 0 | 0 | 0 | 1 | 0 | 0 | 0 | 0 | 0 | 0 | 0 | 0 | 0 | 0 | 0 | 0 | 0 | 0 | 0 | 0 | 0 | 0 | 0 | 0 | 0 | 0 | 0 | 0 | 0 | 0 | 0 | 0 | 0 | 0 | 0 | 0 | 0 | 0 | 0 | 0 | 0 | 0 | 0 | 0 | 0 | 0 | 0 | 0 | 0 | 0 | 0 | 0 | 0 | 0 | 0
t25 | 0 | 0 | 0 | 0 | 0 | 0 | 0 | 0 | 0 | 0 | 0 | 0 | 0 | 0 | 0 | 0 | 0 | 0 | 0 | 0 | 0 | 1 | 0 | 0 | 0 | 0 | 0 | 0 | 0 | 0 | 0 | 0 | 0 | 0 | 0 | 0 | 0 | 0 | 0 | 0 | 0 | 0 | 0 | 0 | 0 | 0 | 0 | 0 | 0 | 0 | 0 | 0 | 0 | 0 | 0 | 0 | 0 | 0 | 0 | 0 | 0 | 0 | 0 | 0 | 0 | 0 | 0 | 0 | 0 | 0 | 0 | 0 | 0
t26 | 0 | 0 | 0 | 0 | 0 | 0 | 0 | 0 | 0 | 0 | 0 | 0 | 0 | 0 | 0 | 0 | 0 | 0 | 0 | 0 | 0 | 1 | 0 | 0 | 0 | 0 | 0 | 0 | 0 | 0 | 0 | 0 | 0 | 0 | 0 | 0 | 0 | 0 | 0 | 0 | 0 | 0 | 0 | 0 | 0 | 0 | 0 | 0 | 0 | 0 | 0 | 0 | 0 | 0 | 0 | 0 | 0 | 0 | 0 | 0 | 0 | 0 | 0 | 0 | 0 | 0 | 0 | 0 | 0 | 0 | 0 | 0 | 0
t27 | 0 | 0 | 0 | 0 | 0 | 0 | 0 | 0 | 0 | 0 | 0 | 0 | 0 | 0 | 0 | 0 | 0 | 0 | 0 | 0 | 0 | 1 | 0 | 0 | 0 | 0 | 0 | 0 | 0 | 0 | 0 | 0 | 0 | 0 | 0 | 0 | 0 | 0 | 0 | 0 | 0 | 0 | 0 | 0 | 0 | 0 | 0 | 0 | 0 | 0 | 0 | 0 | 0 | 0 | 0 | 0 | 0 | 0 | 0 | 0 | 0 | 0 | 0 | 0 | 0 | 0 | 0 | 0 | 0 | 0 | 0 | 0 | 0
t28 | 0 | 0 | 0 | 0 | 0 | 0 | 0 | 0 | 0 | 0 | 0 | 0 | 0 | 0 | 0 | 0 | 0 | 0 | 0 | 0 | 0 | 1 | 0 | 0 | 0 | 0 | 0 | 0 | 0 | 0 | 0 | 0 | 0 | 0 | 0 | 0 | 0 | 0 | 0 | 0 | 0 | 0 | 0 | 0 | 0 | 0 | 0 | 0 | 0 | 0 | 0 | 0 | 0 | 0 | 0 | 0 | 0 | 0 | 0 | 0 | 0 | 0 | 0 | 0 | 0 | 0 | 0 | 0 | 0 | 0 | 0 | 0 | 0
t29 | 0 | 0 | 0 | 0 | 0 | 0 | 0 | 0 | 0 | 0 | 0 | 0 | 0 | 0 | 0 | 0 | 0 | 0 | 0 | 0 | 0 | 1 | 0 | 0 | 0 | 0 | 0 | 0 | 0 | 0 | 0 | 0 | 0 | 0 | 0 | 0 | 0 | 0 | 0 | 0 | 0 | 0 | 0 | 0 | 0 | 0 | 0 | 0 | 0 | 0 | 0 | 0 | 0 | 0 | 0 | 0 | 0 | 0 | 0 | 0 | 0 | 0 | 0 | 0 | 0 | 0 | 0 | 0 | 0 | 0 | 0 | 0 | 0
t30 | 0 | 0 | 0 | 0 | 0 | 0 | 0 | 0 | 0 | 0 | 0 | 0 | 0 | 0 | 0 | 0 | 0 | 0 | 0 | 0 | 0 | 0 | 1 | 0 | 0 | 0 | 0 | 0 | 0 | 0 | 0 | 0 | 0 | 0 | 0 | 0 | 0 | 0 | 0 | 0 | 0 | 0 | 0 | 0 | 0 | 0 | 0 | 0 | 0 | 0 | 0 | 0 | 0 | 0 | 0 | 0 | 0 | 0 | 0 | 0 | 0 | 0 | 0 | 0 | 0 | 0 | 0 | 0 | 0 | 0 | 0 | 0 | 0
t31 | 0 | 0 | 0 | 0 | 0 | 0 | 0 | 0 | 0 | 0 | 0 | 0 | 0 | 0 | 0 | 0 | 0 | 0 | 0 | 0 | 0 | 0 | 1 | 0 | 0 | 0 | 0 | 0 | 0 | 0 | 0 | 0 | 0 | 0 | 0 | 0 | 0 | 0 | 0 | 0 | 0 | 0 | 0 | 0 | 0 | 0 | 0 | 0 | 0 | 0 | 0 | 0 | 0 | 0 | 0 | 0 | 0 | 0 | 0 | 0 | 0 | 0 | 0 | 0 | 0 | 0 | 0 | 0 | 0 | 0 | 0 | 0 | 0
t32 | 0 | 0 | 0 | 0 | 0 | 0 | 0 | 0 | 0 | 0 | 0 | 0 | 0 | 0 | 0 | 0 | 0 | 0 | 0 | 0 | 0 | 0 | 1 | 0 | 0 | 0 | 0 | 0 | 0 | 0 | 0 | 0 | 0 | 0 | 0 | 0 | 0 | 0 | 0 | 0 | 0 | 0 | 0 | 0 | 0 | 0 | 0 | 0 | 0 | 0 | 0 | 0 | 0 | 0 | 0 | 0 | 0 | 0 | 0 | 0 | 0 | 0 | 0 | 0 | 0 | 0 | 0 | 0 | 0 | 0 | 0 | 0 | 0
t33 | 0 | 0 | 0 | 0 | 0 | 0 | 0 | 0 | 0 | 0 | 0 | 0 | 0 | 0 | 0 | 0 | 0 | 0 | 0 | 0 | 0 | 0 | 0 | 0 | 1 | 0 | 0 | 0 | 0 | 0 | 0 | 0 | 0 | 0 | 0 | 0 | 0 | 0 | 0 | 0 | 0 | 0 | 0 | 0 | 0 | 0 | 0 | 0 | 0 | 0 | 0 | 0 | 0 | 0 | 0 | 0 | 0 | 0 | 0 | 0 | 0 | 0 | 0 | 0 | 0 | 0 | 0 | 0 | 0 | 0 | 0 | 0 | 0
t34 | 0 | 0 | 0 | 0 | 0 | 0 | 0 | 0 | 0 | 0 | 0 | 0 | 0 | 0 | 0 | 0 | 0 | 0 | 0 | 0 | 0 | 0 | 0 | 0 | 1 | 0 | 0 | 0 | 0 | 0 | 0 | 0 | 0 | 0 | 0 | 0 | 0 | 0 | 0 | 0 | 0 | 0 | 0 | 0 | 0 | 0 | 0 | 0 | 0 | 0 | 0 | 0 | 0 | 0 | 0 | 0 | 0 | 0 | 0 | 0 | 0 | 0 | 0 | 0 | 0 | 0 | 0 | 0 | 0 | 0 | 0 | 0 | 0
t35 | 0 | 0 | 0 | 0 | 0 | 0 | 0 | 0 | 0 | 0 | 0 | 0 | 0 | 0 | 0 | 0 | 0 | 0 | 0 | 0 | 0 | 0 | 0 | 0 | 1 | 0 | 0 | 0 | 0 | 0 | 0 | 0 | 0 | 0 | 0 | 0 | 0 | 0 | 0 | 0 | 0 | 0 | 0 | 0 | 0 | 0 | 0 | 0 | 0 | 0 | 0 | 0 | 0 | 0 | 0 | 0 | 0 | 0 | 0 | 0 | 0 | 0 | 0 | 0 | 0 | 0 | 0 | 0 | 0 | 0 | 0 | 0 | 0
t36 | 0 | 0 | 0 | 0 | 0 | 0 | 0 | 0 | 0 | 0 | 0 | 0 | 0 | 0 | 0 | 0 | 0 | 0 | 0 | 0 | 0 | 0 | 0 | 0 | 1 | 0 | 0 | 0 | 0 | 0 | 0 | 0 | 0 | 0 | 0 | 0 | 0 | 0 | 0 | 0 | 0 | 0 | 0 | 0 | 0 | 0 | 0 | 0 | 0 | 0 | 0 | 0 | 0 | 0 | 0 | 0 | 0 | 0 | 0 | 0 | 0 | 0 | 0 | 0 | 0 | 0 | 0 | 0 | 0 | 0 | 0 | 0 | 0

## Generator_Outputs
| i1 | i2 | i3 | i4 | i5 | i6 | i7 | i8 | i9 | i10 | i11 | i12 | i13 | i14 | i15 | i16 | i17 | i18 | i19 | i20 | i21 | i22 | i23 | i24 | i25 | i26 | i27 | i28 | i29 | i30 | i31 | i32 | i33 | i34 | i35 | i36 | i37 | i38 | i39 | i40 | i41 | i42 | i43 | i44 | i45 | i46 | i47 | i48 | i49 | i50 | i51 | i52 | i53 | i54 | i55 | i56 | i57 | i58 | i59 | i60 | i61 | i62 | i63 | i64 | i65 | i66 | i67 | i68 | i69 | i70 | i71 | i72 | i73 | i74 | i75 | i76 | i77 | i78 | i79 | i80 | i81 | i82 | i83 | i84 | i85 | i86 | i87 | i88 | i89 | i90 | i91 | i92 | i93 | i94 | i95 | i96
t1 | 8 | Eps | 40 | Eps | Eps | Eps | Eps | Eps | 66.6667 | 66.6667 | 91.5486 | 197 | 197 | Eps | Eps | Eps | Eps | Eps | Eps | 54.24 | 54.24 | Eps | 400 | Eps | Eps | Eps | Eps | Eps | Eps | 70 | Eps | Eps | Eps | Eps | Eps | Eps | Eps | Eps | Eps | Eps | 66.6667 | 66.6667 | 66.6667 | 197 | 197 | 197 | Eps | Eps | Eps | Eps | Eps | 54.24 | 54.24 | 280 | 400 | Eps | Eps | Eps | Eps | Eps | Eps | 70 | Eps | Eps | Eps | Eps | Eps | Eps | Eps | Eps | Eps | Eps | 66.6667 | 66.6667 | 66.6667 | 197 | 197 | 197 | Eps | Eps | Eps | Eps | Eps | 54.24 | 54.24 | Eps | 400 | Eps | Eps | Eps | Eps | Eps | Eps | 70 | Eps | Eps
t2 | Eps | Eps | Eps | Eps | Eps | Eps | Eps | Eps | 66.6667 | 66.6667 | 66.6667 | 197 | 197 | 197 | Eps | Eps | Eps | Eps | Eps | 54.24 | 54.24 | Eps | 400 | Eps | Eps | Eps | Eps | Eps | Eps | 54.24 | Eps | Eps | Eps | Eps | Eps | Eps | Eps | Eps | Eps | Eps | 66.6667 | 66.6667 | 66.6667 | 197 | 197 | 197 | Eps | Eps | Eps | Eps | Eps | 54.24 | 54.24 | 400 | 400 | Eps | Eps | Eps | Eps | Eps | Eps | Eps | Eps | Eps | Eps | Eps | Eps | Eps | Eps | Eps | Eps | Eps | Eps | Eps | Eps | 197 | 197 | 154.1035 | Eps | Eps | Eps | Eps | Eps | Eps | Eps | Eps | 400 | Eps | Eps | Eps | Eps | Eps | Eps | 54.24 | Eps | Eps
t3 | Eps | Eps | Eps | Eps | Eps | Eps | Eps | Eps | 75.9733 | 66.6667 | 100 | 197 | 197 | 197 | Eps | Eps | Eps | Eps | Eps | 54.24 | 54.24 | Eps | 400 | Eps | Eps | Eps | Eps | Eps | Eps | 54.24 | Eps | Eps | Eps | Eps | Eps | Eps | Eps | Eps | Eps | Eps | 66.6667 | Eps | 66.6667 | 197 | 197 | 197 | Eps | Eps | Eps | Eps | Eps | 54.24 | 54.24 | 400 | 400 | Eps | Eps | Eps | Eps | Eps | Eps | Eps | Eps | Eps | Eps | Eps | Eps | Eps | Eps | Eps | Eps | Eps | Eps | Eps | Eps | 197 | 197 | 197 | Eps | Eps | Eps | Eps | Eps | Eps | Eps | Eps | 400 | Eps | Eps | Eps | Eps | Eps | Eps | 54.24 | Eps | Eps
t4 | Eps | Eps | Eps | Eps | Eps | Eps | Eps | Eps | 100 | 100 | 100 | 197 | 197 | 197 | Eps | Eps | Eps | Eps | Eps | 54.24 | 54.24 | Eps | 400 | Eps | Eps | Eps | Eps | Eps | Eps | 54.24 | Eps | Eps | Eps | Eps | Eps | Eps | Eps | Eps | Eps | Eps | 100 | Eps | 100 | 197 | 197 | 197 | Eps | Eps | Eps | Eps | Eps | 54.24 | 54.24 | 400 | 400 | Eps | Eps | Eps | Eps | Eps | Eps | Eps | Eps | Eps | Eps | Eps | Eps | Eps | Eps | Eps | Eps | Eps | Eps | Eps | Eps | 197 | 197 | 197 | Eps | Eps | Eps | Eps | Eps | Eps | Eps | Eps | 400 | Eps | Eps | Eps | Eps | Eps | Eps | 54.24 | Eps | Eps
t5 | Eps | Eps | Eps | Eps | Eps | Eps | Eps | Eps | 100 | 100 | 100 | 197 | 197 | 197 | Eps | Eps | Eps | Eps | Eps | 54.24 | 54.24 | Eps | 400 | Eps | Eps | Eps | Eps | Eps | Eps | 54.24 | Eps | Eps | Eps | Eps | Eps | Eps | Eps | Eps | Eps | Eps | 100 | 100 | 100 | 197 | 197 | 197 | Eps | Eps | Eps | Eps | Eps | 54.24 | 54.24 | 400 | 400 | Eps | Eps | Eps | Eps | Eps | Eps | Eps | Eps | Eps | Eps | Eps | Eps | Eps | Eps | Eps | Eps | Eps | Eps | Eps | Eps | 197 | 197 | 197 | Eps | Eps | Eps | Eps | Eps | Eps | Eps | Eps | 400 | Eps | Eps | Eps | Eps | Eps | Eps | 54.24 | Eps | Eps
t6 | Eps | Eps | Eps | Eps | Eps | Eps | Eps | Eps | 100 | 100 | 100 | 197 | 197 | 197 | Eps | Eps | Eps | Eps | Eps | 54.24 | 54.24 | Eps | 400 | Eps | Eps | Eps | Eps | Eps | Eps | 54.24 | Eps | Eps | Eps | Eps | Eps | Eps | Eps | Eps | Eps | Eps | 100 | 100 | 100 | 197 | 197 | 197 | Eps | Eps | Eps | Eps | Eps | 54.24 | 54.24 | 400 | 400 | Eps | Eps | Eps | Eps | Eps | Eps | Eps | Eps | Eps | Eps | Eps | Eps | Eps | Eps | Eps | Eps | Eps | Eps | Eps | 100 | 197 | 197 | 197 | Eps | Eps | Eps | Eps | Eps | Eps | Eps | Eps | 400 | Eps | Eps | Eps | Eps | Eps | Eps | 54.24 | Eps | Eps
t7 | Eps | Eps | 76 | 76 | Eps | Eps | 76 | 76 | 100 | 100 | 100 | 197 | 197 | 197 | Eps | Eps | Eps | Eps | Eps | 54.24 | 54.24 | Eps | 400 | Eps | Eps | Eps | Eps | Eps | Eps | 54.24 | Eps | Eps | Eps | Eps | 76 | Eps | Eps | Eps | 76 | 76 | 100 | 100 | 100 | 197 | 197 | 197 | Eps | Eps | Eps | Eps | Eps | 54.24 | 54.24 | 400 | 400 | Eps | Eps | Eps | Eps | Eps | Eps | Eps | Eps | 140 | Eps | Eps | Eps | Eps | Eps | Eps | Eps | Eps | 100 | 100 | 100 | 197 | 197 | 197 | Eps | Eps | Eps | Eps | Eps | Eps | Eps | Eps | 400 | Eps | Eps | Eps | Eps | Eps | Eps | 54.24 | Eps | Eps
t8 | Eps | Eps | 76 | 76 | Eps | Eps | 76 | 76 | 100 | 100 | 100 | 197 | 197 | 197 | Eps | Eps | Eps | Eps | Eps | 124.24 | 123.4551 | Eps | 400 | Eps | Eps | Eps | Eps | Eps | Eps | 124.24 | Eps | 140 | Eps | Eps | 76 | 76 | Eps | Eps | 76 | 76 | 100 | 100 | 100 | 197 | 197 | 197 | Eps | Eps | Eps | Eps | Eps | 103.3333 | 103.3333 | 400 | 400 | Eps | Eps | Eps | Eps | Eps | Eps | Eps | 70 | 140 | Eps | Eps | 76 | 76 | Eps | Eps | 76 | 76 | 100 | 100 | 100 | 197 | 197 | 197 | Eps | Eps | Eps | Eps | Eps | Eps | Eps | Eps | 400 | Eps | Eps | Eps | Eps | Eps | Eps | 103.3333 | 70 | Eps
t9 | Eps | Eps | 76 | 76 | Eps | Eps | 76 | 76 | 100 | 100 | 100 | 197 | 197 | 197 | Eps | Eps | Eps | Eps | Eps | 155 | 155 | Eps | 400 | Eps | Eps | Eps | Eps | Eps | Eps | 155 | Eps | 233.3333 | Eps | Eps | 76 | 76 | Eps | Eps | 76 | 76 | 100 | 100 | 100 | 197 | 197 | 197 | Eps | Eps | Eps | Eps | Eps | 155 | 155 | 400 | 400 | Eps | Eps | Eps | Eps | Eps | Eps | Eps | 140 | 142.4576 | Eps | Eps | 76 | 76 | Eps | Eps | 76 | 76 | 100 | 100 | 100 | 197 | 197 | 197 | Eps | Eps | Eps | Eps | Eps | Eps | Eps | Eps | 400 | Eps | Eps | Eps | Eps | Eps | Eps | 155 | 140 | Eps
t10 | Eps | Eps | 76 | 76 | Eps | Eps | 76 | 76 | 100 | 100 | 100 | 197 | 197 | 197 | Eps | Eps | Eps | Eps | Eps | 155 | 155 | Eps | 400 | Eps | Eps | Eps | Eps | Eps | Eps | 155 | Eps | 239.3928 | Eps | Eps | 76 | 76 | Eps | Eps | 76 | 76 | 100 | 100 | 100 | 197 | 197 | 197 | Eps | Eps | Eps | Eps | Eps | 155 | 155 | 400 | 400 | Eps | Eps | Eps | Eps | Eps | Eps | Eps | 155 | 233.3333 | Eps | Eps | 76 | 76 | Eps | Eps | 76 | 76 | 100 | 100 | 100 | 197 | 197 | 197 | Eps | Eps | Eps | Eps | Eps | Eps | Eps | Eps | 400 | Eps | Eps | Eps | Eps | Eps | Eps | 155 | 155 | Eps
t11 | Eps | Eps | 76 | 76 | Eps | Eps | 76 | 76 | 100 | 100 | 100 | 197 | 197 | 197 | Eps | Eps | Eps | Eps | Eps | 155 | 155 | Eps | 400 | Eps | Eps | Eps | Eps | Eps | Eps | 155 | Eps | 233.3333 | Eps | Eps | 76 | 76 | Eps | Eps | 76 | 76 | 100 | 100 | 100 | 197 | 197 | 197 | Eps | Eps | Eps | Eps | Eps | 155 | 155 | 400 | 400 | Eps | Eps | Eps | Eps | Eps | Eps | Eps | 155 | 189.7829 | Eps | Eps | 76 | 76 | Eps | Eps | 76 | 76 | 100 | 100 | 100 | 197 | 197 | 197 | Eps | Eps | Eps | Eps | Eps | Eps | Eps | Eps | 400 | Eps | Eps | Eps | Eps | Eps | Eps | 155 | 155 | Eps
t12 | Eps | Eps | 76 | 76 | Eps | Eps | 76 | 76 | 100 | 100 | 100 | 197 | 197 | 197 | Eps | Eps | Eps | Eps | Eps | 155 | 155 | Eps | 400 | Eps | Eps | Eps | Eps | Eps | Eps | 155 | Eps | 224.0896 | Eps | Eps | 76 | 76 | Eps | Eps | 76 | 76 | 100 | 100 | 100 | 197 | 197 | 197 | Eps | Eps | Eps | Eps | Eps | 155 | 155 | 400 | 400 | Eps | Eps | Eps | Eps | Eps | Eps | Eps | 155 | 140 | Eps | Eps | 76 | 76 | Eps | Eps | 76 | 76 | 100 | 100 | 100 | 197 | 197 | 197 | Eps | Eps | Eps | Eps | Eps | Eps | Eps | Eps | 400 | Eps | Eps | Eps | Eps | Eps | Eps | 155 | 155 | Eps
t13 | Eps | Eps | 76 | 76 | Eps | Eps | 76 | 76 | 100 | 100 | 100 | 197 | 197 | 197 | Eps | Eps | Eps | Eps | Eps | 155 | 155 | Eps | 400 | Eps | Eps | Eps | Eps | Eps | Eps | 155 | Eps | 140 | Eps | Eps | 76 | 76 | Eps | Eps | 76 | 76 | 100 | 100 | 100 | 197 | 197 | 197 | Eps | Eps | Eps | Eps | Eps | 155 | 80 | 400 | 400 | Eps | Eps | Eps | Eps | Eps | Eps | Eps | 155 | 140 | Eps | Eps | 76 | 76 | Eps | Eps | 76 | 76 | 100 | 100 | 100 | 197 | 197 | 197 | Eps | Eps | Eps | Eps | Eps | Eps | Eps | Eps | 400 | Eps | Eps | Eps | Eps | Eps | Eps | 155 | 103.5972 | Eps
t14 | Eps | Eps | 76 | 76 | Eps | Eps | 76 | 76 | 100 | 100 | 100 | 197 | 197 | 197 | Eps | Eps | Eps | Eps | Eps | 155 | 155 | Eps | 400 | Eps | Eps | Eps | Eps | Eps | Eps | 155 | Eps | 140 | Eps | Eps | 76 | 76 | Eps | Eps | 76 | 76 | 100 | 100 | 100 | 197 | 197 | 197 | Eps | Eps | Eps | Eps | Eps | 144.7715 | Eps | 400 | 400 | Eps | Eps | Eps | Eps | Eps | Eps | Eps | 103.3333 | 140 | Eps | Eps | 76 | 76 | Eps | Eps | 76 | 76 | 100 | 100 | 100 | 197 | 197 | 197 | Eps | Eps | Eps | Eps | Eps | Eps | Eps | Eps | 400 | Eps | Eps | Eps | Eps | Eps | Eps | 103.3333 | 103.3333 | Eps
t15 | Eps | Eps | 76 | 76 | Eps | Eps | 76 | 76 | 100 | 100 | 100 | 197 | 197 | 197 | Eps | Eps | Eps | Eps | Eps | 155 | 137.8153 | Eps | 400 | Eps | Eps | Eps | Eps | Eps | Eps | 155 | Eps | 140 | Eps | Eps | 76 | 76 | Eps | Eps | 76 | 76 | 100 | 100 | 100 | 197 | 197 | 197 | Eps | Eps | Eps | Eps | Eps | 103.3333 | Eps | 400 | 400 | Eps | Eps | Eps | Eps | Eps | Eps | Eps | 103.3333 | 140 | Eps | Eps | 76 | 76 | Eps | Eps | 76 | 76 | 100 | 100 | 100 | 197 | 197 | 197 | Eps | Eps | Eps | Eps | Eps | Eps | Eps | Eps | 400 | Eps | Eps | Eps | Eps | Eps | Eps | 103.3333 | 103.3333 | Eps
t16 | Eps | Eps | 76 | 76 | Eps | Eps | 76 | 76 | 100 | 100 | 100 | 197 | 197 | 197 | Eps | Eps | Eps | Eps | Eps | 155 | 155 | Eps | 400 | Eps | Eps | Eps | Eps | Eps | Eps | 155 | Eps | 140 | Eps | Eps | 76 | 76 | Eps | Eps | 76 | 76 | 100 | 100 | 100 | 197 | 197 | 197 | Eps | Eps | Eps | Eps | Eps | 155 | Eps | 400 | 400 | Eps | Eps | Eps | Eps | Eps | Eps | Eps | 141.3903 | 140 | Eps | Eps | 76 | 76 | Eps | Eps | 76 | 76 | 100 | 100 | 100 | 197 | 197 | 197 | Eps | Eps | Eps | Eps | Eps | Eps | Eps | Eps | 400 | Eps | Eps | Eps | Eps | Eps | Eps | 103.3333 | 103.3333 | Eps
t17 | Eps | Eps | 76 | 76 | Eps | Eps | 76 | 76 | 100 | 100 | 100 | 197 | 197 | 197 | Eps | Eps | Eps | Eps | Eps | 155 | 155 | 280 | 400 | Eps | Eps | Eps | Eps | Eps | Eps | 155 | Eps | 140 | Eps | Eps | 76 | 76 | Eps | Eps | 76 | 76 | 100 | 100 | 100 | 197 | 197 | 197 | Eps | Eps | Eps | Eps | Eps | 104.3224 | Eps | 400 | 400 | Eps | Eps | Eps | Eps | Eps | Eps | Eps | 103.3333 | 140 | Eps | Eps | 76 | 76 | Eps | Eps | 76 | 76 | 100 | 100 | 100 | 197 | 197 | 197 | Eps | Eps | Eps | Eps | Eps | Eps | Eps | Eps | 400 | Eps | Eps | Eps | Eps | Eps | Eps | 103.3333 | 103.3333 | Eps
t18 | Eps | Eps | 76 | 76 | Eps | Eps | 76 | 76 | 100 | 100 | 100 | 197 | 197 | 197 | Eps | Eps | Eps | Eps | Eps | 103.3333 | 103.3333 | 400 | 400 | Eps | Eps | Eps | Eps | Eps | Eps | 103.3333 | Eps | 140 | Eps | Eps | 76 | 76 | Eps | Eps | 76 | 76 | 100 | 100 | 100 | 197 | 197 | 197 | Eps | Eps | Eps | Eps | Eps | 103.3333 | Eps | 400 | 400 | Eps | Eps | Eps | Eps | Eps | Eps | Eps | 103.1009 | 140 | Eps | Eps | 76 | 76 | Eps | Eps | 76 | 76 | 100 | 100 | 100 | 197 | 197 | 197 | Eps | Eps | Eps | Eps | Eps | Eps | Eps | Eps | 400 | Eps | Eps | Eps | Eps | Eps | Eps | 54.24 | 54.24 | Eps
t19 | Eps | Eps | 76 | 76 | Eps | Eps | 76 | 76 | 100 | 100 | 100 | 197 | 197 | 197 | Eps | Eps | Eps | Eps | Eps | 54.24 | 54.24 | 400 | 400 | Eps | Eps | Eps | Eps | Eps | Eps | 54.24 | Eps | 140 | Eps | Eps | 50.6667 | 50.6667 | Eps | Eps | 50.6667 | 58.2565 | 100 | 100 | 100 | 197 | 197 | 197 | Eps | Eps | Eps | Eps | Eps | 54.24 | Eps | 400 | 400 | Eps | Eps | Eps | Eps | Eps | Eps | Eps | 54.24 | 140 | Eps | Eps | 50.6667 | 50.6667 | Eps | Eps | 50.6667 | 50.6667 | 100 | 100 | 100 | 197 | 197 | 197 | Eps | Eps | Eps | Eps | Eps | Eps | Eps | 280 | 400 | Eps | Eps | Eps | Eps | Eps | Eps | 54.24 | 54.24 | Eps
t20 | Eps | Eps | 40 | 40 | Eps | Eps | 40 | 40 | 100 | 100 | 100 | 197 | 197 | 197 | Eps | Eps | Eps | Eps | Eps | Eps | Eps | 400 | 400 | Eps | Eps | Eps | Eps | Eps | Eps | Eps | Eps | 140 | Eps | Eps | 40 | 40 | Eps | Eps | 40 | 40 | 100 | 78.6551 | 100 | 197 | 197 | 197 | Eps | Eps | Eps | Eps | Eps | Eps | Eps | 400 | 400 | Eps | Eps | Eps | Eps | Eps | Eps | Eps | 54.24 | 140 | Eps | Eps | Eps | Eps | Eps | Eps | 40 | 40 | 66.6667 | 66.6667 | 66.6667 | 197 | 197 | 197 | Eps | Eps | Eps | Eps | Eps | Eps | Eps | 400 | 400 | Eps | Eps | Eps | Eps | Eps | Eps | Eps | 54.24 | Eps
t21 | Eps | Eps | Eps | Eps | Eps | Eps | Eps | Eps | 66.6667 | 66.6667 | 66.6667 | 197 | 197 | 197 | Eps | Eps | Eps | Eps | Eps | Eps | Eps | 400 | 400 | Eps | Eps | Eps | Eps | Eps | Eps | Eps | Eps | 140 | Eps | Eps | 40 | Eps | Eps | Eps | Eps | Eps | 40 | 40 | 40 | 197 | 197 | 181.2953 | Eps | Eps | Eps | Eps | Eps | Eps | Eps | 400 | 400 | Eps | Eps | Eps | Eps | Eps | Eps | Eps | 54.24 | 140 | Eps | Eps | Eps | Eps | Eps | Eps | Eps | Eps | 40 | 40 | 40 | 131.3333 | 131.3333 | 131.3333 | Eps | Eps | Eps | Eps | Eps | Eps | Eps | 400 | 400 | Eps | Eps | Eps | Eps | Eps | Eps | Eps | 54.24 | Eps
t22 | Eps | Eps | Eps | Eps | Eps | Eps | Eps | Eps | 40 | 40 | 40 | 131.3333 | 131.3333 | 131.3333 | Eps | Eps | Eps | Eps | Eps | Eps | Eps | 400 | 400 | Eps | Eps | Eps | Eps | Eps | Eps | Eps | Eps | 140 | Eps | Eps | Eps | Eps | Eps | Eps | Eps | Eps | 40 | Eps | 40 | 131.3333 | 131.3333 | 124.7791 | Eps | Eps | Eps | Eps | Eps | Eps | Eps | 400 | 400 | Eps | Eps | Eps | Eps | Eps | Eps | Eps | 54.24 | 140 | Eps | Eps | Eps | Eps | Eps | Eps | Eps | Eps | Eps | Eps | Eps | Eps | 128.8185 | 104 | Eps | Eps | Eps | Eps | Eps | Eps | Eps | 400 | 400 | Eps | Eps | Eps | Eps | Eps | Eps | Eps | 54.24 | Eps
t23 | Eps | Eps | Eps | Eps | Eps | Eps | Eps | Eps | Eps | Eps | Eps | 118.4591 | 104 | 104 | Eps | Eps | Eps | Eps | Eps | Eps | Eps | 400 | 400 | Eps | Eps | Eps | Eps | Eps | Eps | Eps | Eps | 140 | Eps | Eps | Eps | Eps | Eps | Eps | Eps | Eps | Eps | Eps | Eps | 104 | 104 | 104 | Eps | Eps | Eps | Eps | Eps | Eps | Eps | 400 | 400 | Eps | Eps | Eps | Eps | Eps | Eps | Eps | 54.24 | 140 | Eps | Eps | Eps | Eps | Eps | Eps | Eps | Eps | Eps | Eps | Eps | Eps | 104 | 104 | Eps | Eps | Eps | Eps | Eps | Eps | Eps | 400 | 400 | Eps | Eps | Eps | Eps | Eps | Eps | Eps | 54.24 | Eps
t24 | Eps | Eps | Eps | Eps | Eps | Eps | Eps | Eps | Eps | Eps | Eps | 104 | 104 | 104 | Eps | Eps | Eps | Eps | Eps | Eps | Eps | 400 | 400 | Eps | Eps | Eps | Eps | Eps | Eps | Eps | Eps | 140 | Eps | Eps | Eps | Eps | Eps | Eps | Eps | Eps | Eps | Eps | Eps | 104 | 104 | 104 | Eps | Eps | Eps | Eps | Eps | Eps | Eps | 400 | 307.0552 | Eps | Eps | Eps | Eps | Eps | Eps | Eps | 54.24 | 140 | Eps | Eps | Eps | Eps | Eps | Eps | Eps | Eps | Eps | Eps | Eps | Eps | Eps | Eps | Eps | Eps | Eps | Eps | Eps | Eps | Eps | 400 | 269.1771 | Eps | Eps | Eps | Eps | Eps | Eps | Eps | 54.24 | Eps
t25 | Eps | Eps | Eps | Eps | Eps | Eps | Eps | Eps | Eps | Eps | Eps | 131.3333 | 131.3333 | 131.3333 | Eps | Eps | Eps | Eps | Eps | Eps | Eps | 400 | 400 | Eps | Eps | Eps | Eps | Eps | Eps | Eps | Eps | 140 | Eps | Eps | 40 | Eps | Eps | Eps | Eps | Eps | 40 | Eps | Eps | 131.3333 | 104.7331 | 104 | Eps | Eps | Eps | Eps | Eps | Eps | Eps | 400 | 400 | Eps | Eps | Eps | Eps | Eps | Eps | Eps | 54.24 | 140 | Eps | Eps | Eps | Eps | Eps | Eps | Eps | Eps | Eps | Eps | Eps | 104 | Eps | Eps | Eps | Eps | Eps | Eps | Eps | Eps | Eps | 400 | 400 | Eps | Eps | Eps | Eps | Eps | Eps | Eps | 54.24 | Eps
t26 | Eps | Eps | Eps | Eps | Eps | Eps | Eps | Eps | Eps | Eps | Eps | 131.3333 | 131.3333 | 131.3333 | Eps | Eps | Eps | Eps | Eps | Eps | Eps | 400 | 400 | Eps | Eps | Eps | Eps | Eps | Eps | Eps | Eps | 140 | Eps | Eps | 40 | Eps | Eps | Eps | Eps | Eps | 40 | Eps | Eps | 131.3333 | 131.3333 | 131.3333 | Eps | Eps | Eps | Eps | Eps | Eps | Eps | 400 | 400 | Eps | Eps | Eps | Eps | Eps | Eps | Eps | 54.24 | 140 | Eps | Eps | Eps | Eps | Eps | Eps | Eps | Eps | Eps | Eps | Eps | 126.3526 | Eps | Eps | Eps | Eps | Eps | Eps | Eps | Eps | Eps | 400 | 400 | Eps | Eps | Eps | Eps | Eps | Eps | Eps | 54.24 | Eps
t27 | Eps | Eps | Eps | Eps | Eps | Eps | Eps | Eps | Eps | Eps | Eps | 131.3333 | 131.3333 | 131.3333 | Eps | Eps | Eps | Eps | Eps | Eps | Eps | 400 | 400 | Eps | Eps | Eps | Eps | Eps | Eps | Eps | Eps | 140 | Eps | Eps | 40 | Eps | Eps | Eps | Eps | Eps | 40 | Eps | Eps | Eps | 131.3333 | 131.3333 | Eps | Eps | Eps | Eps | Eps | Eps | Eps | 400 | 400 | Eps | Eps | Eps | Eps | Eps | Eps | Eps | 54.24 | 140 | Eps | Eps | Eps | Eps | Eps | Eps | Eps | Eps | Eps | Eps | Eps | 131.3333 | Eps | Eps | Eps | Eps | Eps | Eps | Eps | Eps | Eps | 400 | 400 | Eps | Eps | Eps | Eps | Eps | Eps | Eps | 54.24 | Eps
t28 | Eps | Eps | Eps | Eps | Eps | Eps | Eps | Eps | Eps | Eps | Eps | 156.4956 | 131.3333 | 131.3333 | Eps | Eps | Eps | Eps | Eps | Eps | Eps | 400 | 400 | Eps | Eps | Eps | Eps | Eps | Eps | Eps | Eps | 140 | Eps | Eps | 65.2673 | Eps | Eps | Eps | Eps | Eps | 40 | Eps | Eps | Eps | 131.3333 | 131.3333 | Eps | Eps | Eps | Eps | Eps | Eps | Eps | 400 | 400 | Eps | Eps | Eps | Eps | Eps | Eps | Eps | 54.24 | 140 | Eps | Eps | Eps | Eps | Eps | Eps | Eps | Eps | Eps | Eps | Eps | 131.3333 | Eps | Eps | Eps | Eps | Eps | Eps | Eps | Eps | Eps | 400 | 400 | Eps | Eps | Eps | Eps | Eps | Eps | Eps | 54.24 | Eps
t29 | Eps | Eps | Eps | Eps | Eps | Eps | Eps | Eps | Eps | Eps | Eps | 144.9703 | 131.3333 | 131.3333 | Eps | Eps | Eps | Eps | Eps | Eps | Eps | 400 | 400 | Eps | Eps | Eps | Eps | Eps | Eps | Eps | Eps | 140 | Eps | Eps | Eps | Eps | Eps | Eps | Eps | Eps | Eps | Eps | Eps | Eps | 131.3333 | 131.3333 | Eps | Eps | Eps | Eps | Eps | Eps | Eps | 400 | 400 | Eps | Eps | Eps | Eps | Eps | Eps | Eps | 54.24 | 140 | Eps | Eps | Eps | Eps | Eps | Eps | Eps | Eps | Eps | Eps | Eps | 134.7228 | Eps | Eps | Eps | Eps | Eps | Eps | Eps | Eps | Eps | 400 | 400 | Eps | Eps | Eps | Eps | Eps | Eps | Eps | 54.24 | Eps
t30 | Eps | Eps | Eps | Eps | Eps | Eps | Eps | Eps | Eps | Eps | Eps | 197 | 197 | 168.2022 | Eps | Eps | Eps | Eps | Eps | Eps | Eps | 400 | 400 | Eps | Eps | Eps | Eps | Eps | Eps | Eps | Eps | 140 | Eps | Eps | Eps | Eps | Eps | Eps | Eps | Eps | Eps | Eps | Eps | 131.3333 | 131.3333 | 131.3333 | Eps | Eps | Eps | Eps | Eps | Eps | Eps | 400 | 400 | Eps | Eps | Eps | Eps | Eps | Eps | Eps | 54.24 | 140 | Eps | Eps | Eps | Eps | Eps | Eps | Eps | Eps | Eps | Eps | Eps | 131.3333 | Eps | Eps | Eps | Eps | Eps | Eps | Eps | Eps | Eps | 400 | 400 | Eps | Eps | Eps | Eps | Eps | Eps | Eps | 54.24 | Eps
t31 | Eps | Eps | Eps | Eps | Eps | Eps | Eps | Eps | 100 | 100 | 100 | 197 | 197 | 197 | Eps | Eps | Eps | Eps | Eps | Eps | Eps | 400 | 400 | Eps | Eps | Eps | Eps | Eps | Eps | Eps | Eps | 140 | Eps | Eps | Eps | Eps | Eps | Eps | Eps | Eps | 100 | 100 | 100 | 197 | 197 | 197 | Eps | Eps | Eps | Eps | Eps | Eps | Eps | 400 | 400 | Eps | Eps | Eps | Eps | Eps | Eps | Eps | 54.24 | 140 | Eps | Eps | Eps | Eps | Eps | Eps | Eps | Eps | 71.9759 | Eps | 100 | 197 | 197 | 197 | Eps | Eps | Eps | Eps | Eps | Eps | Eps | 400 | 400 | Eps | Eps | Eps | Eps | Eps | Eps | Eps | 54.24 | Eps
t32 | Eps | Eps | 76 | 76 | Eps | Eps | 76 | 76 | 100 | 100 | 100 | 197 | 197 | 197 | Eps | Eps | Eps | Eps | Eps | Eps | Eps | 400 | 400 | Eps | Eps | Eps | Eps | Eps | Eps | Eps | 54.24 | 140 | Eps | Eps | 76 | 76 | Eps | Eps | 76 | 76 | 100 | 100 | 100 | 197 | 197 | 197 | Eps | Eps | Eps | Eps | Eps | Eps | 54.24 | 400 | 400 | Eps | Eps | Eps | Eps | Eps | Eps | Eps | 54.24 | 140 | Eps | Eps | 76 | 76 | Eps | Eps | 76 | 76 | 100 | 100 | 100 | 197 | 197 | 197 | Eps | Eps | Eps | Eps | Eps | Eps | 54.24 | 400 | 400 | Eps | Eps | Eps | Eps | Eps | Eps | Eps | 54.24 | Eps
t33 | Eps | Eps | 76 | 76 | Eps | Eps | 76 | 76 | 100 | 100 | 100 | 197 | 197 | 197 | Eps | Eps | Eps | Eps | Eps | Eps | Eps | 400 | 400 | Eps | Eps | Eps | Eps | 26 | Eps | Eps | 124.24 | 233.3333 | Eps | Eps | 76 | 76 | Eps | Eps | 76 | 76 | 100 | 100 | 100 | 197 | 197 | 197 | Eps | Eps | Eps | Eps | Eps | Eps | 124.24 | 400 | 400 | Eps | Eps | Eps | Eps | Eps | Eps | 70 | 124.24 | 173.4408 | Eps | Eps | 76 | 76 | Eps | Eps | 76 | 76 | 100 | 100 | 100 | 197 | 197 | 197 | Eps | Eps | Eps | Eps | Eps | Eps | 124.24 | 400 | 400 | Eps | Eps | Eps | Eps | Eps | Eps | Eps | 124.24 | Eps
t34 | Eps | Eps | 76 | 76 | Eps | Eps | 76 | 76 | 100 | 100 | 100 | 197 | 197 | 197 | Eps | Eps | Eps | Eps | Eps | Eps | Eps | 400 | 400 | Eps | Eps | Eps | Eps | 26 | Eps | Eps | 155 | 195.5223 | Eps | Eps | 76 | 76 | Eps | Eps | 76 | 76 | 100 | 100 | 100 | 197 | 197 | 197 | Eps | Eps | Eps | Eps | Eps | Eps | 155 | 400 | 400 | Eps | Eps | Eps | Eps | Eps | Eps | 140 | 155 | 140 | Eps | Eps | 76 | 76 | Eps | Eps | 76 | 76 | 100 | 100 | 100 | 197 | 197 | 197 | Eps | Eps | Eps | Eps | Eps | Eps | 155 | 400 | 400 | Eps | Eps | Eps | Eps | Eps | Eps | Eps | 155 | Eps
t35 | Eps | Eps | 76 | 76 | Eps | Eps | 76 | 76 | 100 | 100 | 100 | 197 | 197 | 197 | Eps | Eps | Eps | Eps | Eps | Eps | Eps | 400 | 400 | 26 | Eps | Eps | Eps | Eps | Eps | Eps | 155 | 233.3333 | Eps | Eps | 76 | 76 | Eps | Eps | 76 | 76 | 100 | 100 | 100 | 197 | 197 | 197 | Eps | Eps | Eps | Eps | Eps | Eps | 155 | 400 | 400 | Eps | Eps | Eps | Eps | Eps | Eps | 155 | 155 | 185.9724 | Eps | Eps | 76 | 76 | Eps | Eps | 76 | 76 | 100 | 100 | 100 | 197 | 197 | 197 | Eps | Eps | Eps | Eps | Eps | Eps | 155 | 400 | 400 | Eps | Eps | Eps | Eps | Eps | Eps | Eps | 155 | Eps
t36 | Eps | Eps | 76 | 76 | Eps | Eps | 76 | 76 | 100 | 100 | 100 | 197 | 197 | 197 | Eps | Eps | Eps | Eps | Eps | Eps | Eps | 400 | 400 | 26 | Eps | Eps | Eps | Eps | Eps | Eps | 155 | 143.226 | Eps | Eps | 76 | 76 | Eps | Eps | 76 | 76 | 100 | 100 | 100 | 197 | 197 | 197 | Eps | Eps | Eps | Eps | Eps | Eps | 155 | 400 | 400 | Eps | Eps | Eps | Eps | Eps | Eps | 155 | 155 | 140 | Eps | Eps | 76 | 76 | Eps | Eps | 76 | 76 | 100 | 100 | 100 | 197 | 197 | 197 | Eps | Eps | Eps | Eps | Eps | Eps | 155 | 400 | 400 | Eps | Eps | Eps | Eps | Eps | Eps | Eps | 155 | Eps

## Load_Active
| s101 | s102 | s103 | s104 | s105 | s106 | s107 | s108 | s109 | s110 | s111 | s112 | s113 | s114 | s115 | s116 | s117 | s118 | s119 | s120 | s121 | s122 | s123 | s124 | s201 | s202 | s203 | s204 | s205 | s206 | s207 | s208 | s209 | s210 | s211 | s212 | s213 | s214 | s215 | s216 | s217 | s218 | s219 | s220 | s221 | s222 | s223 | s224 | s301 | s302 | s303 | s304 | s305 | s306 | s307 | s308 | s309 | s310 | s311 | s312 | s313 | s314 | s315 | s316 | s317 | s318 | s319 | s320 | s321 | s322 | s323 | s324 | s325 | Time | Total load
t1 | 63.9862 | 57.2508 | 106.0823 | 43.78 | 42.0962 | 80.8246 | 74.0893 | 101.0308 | 102.7147 | 114.5016 | 0 | 0 | 156.5977 | 114.5016 | 186.907 | 58.9346 | 0 | 197.0101 | 107.7662 | 75.7731 | 0 | 0 | 0 | 0 | 63.9862 | 57.2508 | 106.0823 | 43.78 | 42.0962 | 80.8246 | 74.0893 | 101.0308 | 102.7147 | 114.5016 | 0 | 0 | 156.5977 | 114.5016 | 186.907 | 58.9346 | 0 | 197.0101 | 107.7662 | 75.7731 | 0 | 0 | 0 | 0 | 63.9862 | 57.2508 | 106.0823 | 43.78 | 42.0962 | 80.8246 | 74.0893 | 101.0308 | 102.7147 | 114.5016 | 0 | 0 | 156.5977 | 114.5016 | 186.907 | 58.9346 | 0 | 197.0101 | 107.7662 | 75.7731 | 0 | 0 | 0 | 0 | 0 | 1 | 5051.5402
t2 | 60.1661 | 53.8328 | 99.7491 | 41.1663 | 39.583 | 75.9993 | 69.666 | 94.9991 | 96.5824 | 107.6657 | 0 | 0 | 147.2486 | 107.6657 | 175.7484 | 55.4162 | 0 | 185.2483 | 101.3324 | 71.2493 | 0 | 0 | 0 | 0 | 60.1661 | 53.8328 | 99.7491 | 41.1663 | 39.583 | 75.9993 | 69.666 | 94.9991 | 96.5824 | 107.6657 | 0 | 0 | 147.2486 | 107.6657 | 175.7484 | 55.4162 | 0 | 185.2483 | 101.3324 | 71.2493 | 0 | 0 | 0 | 0 | 60.1661 | 53.8328 | 99.7491 | 41.1663 | 39.583 | 75.9993 | 69.666 | 94.9991 | 96.5824 | 107.6657 | 0 | 0 | 147.2486 | 107.6657 | 175.7484 | 55.4162 | 0 | 185.2483 | 101.3324 | 71.2493 | 0 | 0 | 0 | 0 | 0 | 2 | 4749.9557
t3 | 57.3011 | 51.2694 | 94.9991 | 39.206 | 37.6981 | 72.3803 | 66.3486 | 90.4753 | 91.9833 | 102.5387 | 0 | 0 | 140.2368 | 102.5387 | 167.3794 | 52.7773 | 0 | 176.4269 | 96.507 | 67.8565 | 0 | 0 | 0 | 0 | 57.3011 | 51.2694 | 94.9991 | 39.206 | 37.6981 | 72.3803 | 66.3486 | 90.4753 | 91.9833 | 102.5387 | 0 | 0 | 140.2368 | 102.5387 | 167.3794 | 52.7773 | 0 | 176.4269 | 96.507 | 67.8565 | 0 | 0 | 0 | 0 | 57.3011 | 51.2694 | 94.9991 | 39.206 | 37.6981 | 72.3803 | 66.3486 | 90.4753 | 91.9833 | 102.5387 | 0 | 0 | 140.2368 | 102.5387 | 167.3794 | 52.7773 | 0 | 176.4269 | 96.507 | 67.8565 | 0 | 0 | 0 | 0 | 0 | 3 | 4523.7674
t4 | 56.346 | 50.4149 | 93.4158 | 38.5526 | 37.0698 | 71.1739 | 65.2428 | 88.9674 | 90.4502 | 100.8297 | 0 | 0 | 137.8995 | 100.8297 | 164.5897 | 51.8977 | 0 | 173.4865 | 94.8986 | 66.7256 | 0 | 0 | 0 | 0 | 56.346 | 50.4149 | 93.4158 | 38.5526 | 37.0698 | 71.1739 | 65.2428 | 88.9674 | 90.4502 | 100.8297 | 0 | 0 | 137.8995 | 100.8297 | 164.5897 | 51.8977 | 0 | 173.4865 | 94.8986 | 66.7256 | 0 | 0 | 0 | 0 | 56.346 | 50.4149 | 93.4158 | 38.5526 | 37.0698 | 71.1739 | 65.2428 | 88.9674 | 90.4502 | 100.8297 | 0 | 0 | 137.8995 | 100.8297 | 164.5897 | 51.8977 | 0 | 173.4865 | 94.8986 | 66.7256 | 0 | 0 | 0 | 0 | 0 | 4 | 4448.3713
t5 | 56.346 | 50.4149 | 93.4158 | 38.5526 | 37.0698 | 71.1739 | 65.2428 | 88.9674 | 90.4502 | 100.8297 | 0 | 0 | 137.8995 | 100.8297 | 164.5897 | 51.8977 | 0 | 173.4865 | 94.8986 | 66.7256 | 0 | 0 | 0 | 0 | 56.346 | 50.4149 | 93.4158 | 38.5526 | 37.0698 | 71.1739 | 65.2428 | 88.9674 | 90.4502 | 100.8297 | 0 | 0 | 137.8995 | 100.8297 | 164.5897 | 51.8977 | 0 | 173.4865 | 94.8986 | 66.7256 | 0 | 0 | 0 | 0 | 56.346 | 50.4149 | 93.4158 | 38.5526 | 37.0698 | 71.1739 | 65.2428 | 88.9674 | 90.4502 | 100.8297 | 0 | 0 | 137.8995 | 100.8297 | 164.5897 | 51.8977 | 0 | 173.4865 | 94.8986 | 66.7256 | 0 | 0 | 0 | 0 | 0 | 5 | 4448.3713
t6 | 57.3011 | 51.2694 | 94.9991 | 39.206 | 37.6981 | 72.3803 | 66.3486 | 90.4753 | 91.9833 | 102.5387 | 0 | 0 | 140.2368 | 102.5387 | 167.3794 | 52.7773 | 0 | 176.4269 | 96.507 | 67.8565 | 0 | 0 | 0 | 0 | 57.3011 | 51.2694 | 94.9991 | 39.206 | 37.6981 | 72.3803 | 66.3486 | 90.4753 | 91.9833 | 102.5387 | 0 | 0 | 140.2368 | 102.5387 | 167.3794 | 52.7773 | 0 | 176.4269 | 96.507 | 67.8565 | 0 | 0 | 0 | 0 | 57.3011 | 51.2694 | 94.9991 | 39.206 | 37.6981 | 72.3803 | 66.3486 | 90.4753 | 91.9833 | 102.5387 | 0 | 0 | 140.2368 | 102.5387 | 167.3794 | 52.7773 | 0 | 176.4269 | 96.507 | 67.8565 | 0 | 0 | 0 | 0 | 0 | 6 | 4523.7674
t7 | 70.6713 | 63.2322 | 117.1656 | 48.354 | 46.4943 | 89.269 | 81.8299 | 111.5863 | 113.446 | 126.4644 | 0 | 0 | 172.9587 | 126.4644 | 206.4346 | 65.092 | 0 | 217.5932 | 119.0253 | 83.6897 | 0 | 0 | 0 | 0 | 70.6713 | 63.2322 | 117.1656 | 48.354 | 46.4943 | 89.269 | 81.8299 | 111.5863 | 113.446 | 126.4644 | 0 | 0 | 172.9587 | 126.4644 | 206.4346 | 65.092 | 0 | 217.5932 | 119.0253 | 83.6897 | 0 | 0 | 0 | 0 | 70.6713 | 63.2322 | 117.1656 | 48.354 | 46.4943 | 89.269 | 81.8299 | 111.5863 | 113.446 | 126.4644 | 0 | 0 | 172.9587 | 126.4644 | 206.4346 | 65.092 | 0 | 217.5932 | 119.0253 | 83.6897 | 0 | 0 | 0 | 0 | 0 | 7 | 5579.3131
t8 | 82.1315 | 73.4861 | 136.1654 | 56.1952 | 54.0339 | 103.7451 | 95.0996 | 129.6813 | 131.8427 | 146.9722 | 0 | 0 | 201.0061 | 146.9722 | 239.9105 | 75.6474 | 0 | 252.8786 | 138.3268 | 97.261 | 0 | 0 | 0 | 0 | 82.1315 | 73.4861 | 136.1654 | 56.1952 | 54.0339 | 103.7451 | 95.0996 | 129.6813 | 131.8427 | 146.9722 | 0 | 0 | 201.0061 | 146.9722 | 239.9105 | 75.6474 | 0 | 252.8786 | 138.3268 | 97.261 | 0 | 0 | 0 | 0 | 82.1315 | 73.4861 | 136.1654 | 56.1952 | 54.0339 | 103.7451 | 95.0996 | 129.6813 | 131.8427 | 146.9722 | 0 | 0 | 201.0061 | 146.9722 | 239.9105 | 75.6474 | 0 | 252.8786 | 138.3268 | 97.261 | 0 | 0 | 0 | 0 | 0 | 8 | 6484.0666
t9 | 90.7267 | 81.1765 | 150.4153 | 62.0761 | 59.6886 | 114.6021 | 105.0519 | 143.2526 | 145.6402 | 162.353 | 0 | 0 | 222.0416 | 162.353 | 265.0174 | 83.564 | 0 | 279.3426 | 152.8028 | 107.4395 | 0 | 0 | 0 | 0 | 90.7267 | 81.1765 | 150.4153 | 62.0761 | 59.6886 | 114.6021 | 105.0519 | 143.2526 | 145.6402 | 162.353 | 0 | 0 | 222.0416 | 162.353 | 265.0174 | 83.564 | 0 | 279.3426 | 152.8028 | 107.4395 | 0 | 0 | 0 | 0 | 90.7267 | 81.1765 | 150.4153 | 62.0761 | 59.6886 | 114.6021 | 105.0519 | 143.2526 | 145.6402 | 162.353 | 0 | 0 | 222.0416 | 162.353 | 265.0174 | 83.564 | 0 | 279.3426 | 152.8028 | 107.4395 | 0 | 0 | 0 | 0 | 0 | 9 | 7162.6317
t10 | 91.6817 | 82.031 | 151.9986 | 62.7296 | 60.3169 | 115.8084 | 106.1577 | 144.7606 | 147.1732 | 164.062 | 0 | 0 | 224.3789 | 164.062 | 267.807 | 84.4437 | 0 | 282.2831 | 154.4113 | 108.5704 | 0 | 0 | 0 | 0 | 91.6817 | 82.031 | 151.9986 | 62.7296 | 60.3169 | 115.8084 | 106.1577 | 144.7606 | 147.1732 | 164.062 | 0 | 0 | 224.3789 | 164.062 | 267.807 | 84.4437 | 0 | 282.2831 | 154.4113 | 108.5704 | 0 | 0 | 0 | 0 | 91.6817 | 82.031 | 151.9986 | 62.7296 | 60.3169 | 115.8084 | 106.1577 | 144.7606 | 147.1732 | 164.062 | 0 | 0 | 224.3789 | 164.062 | 267.807 | 84.4437 | 0 | 282.2831 | 154.4113 | 108.5704 | 0 | 0 | 0 | 0 | 0 | 10 | 7238.0278
t11 | 91.6817 | 82.031 | 151.9986 | 62.7296 | 60.3169 | 115.8084 | 106.1577 | 144.7606 | 147.1732 | 164.062 | 0 | 0 | 224.3789 | 164.062 | 267.807 | 84.4437 | 0 | 282.2831 | 154.4113 | 108.5704 | 0 | 0 | 0 | 0 | 91.6817 | 82.031 | 151.9986 | 62.7296 | 60.3169 | 115.8084 | 106.1577 | 144.7606 | 147.1732 | 164.062 | 0 | 0 | 224.3789 | 164.062 | 267.807 | 84.4437 | 0 | 282.2831 | 154.4113 | 108.5704 | 0 | 0 | 0 | 0 | 91.6817 | 82.031 | 151.9986 | 62.7296 | 60.3169 | 115.8084 | 106.1577 | 144.7606 | 147.1732 | 164.062 | 0 | 0 | 224.3789 | 164.062 | 267.807 | 84.4437 | 0 | 282.2831 | 154.4113 | 108.5704 | 0 | 0 | 0 | 0 | 0 | 11 | 7238.0278
t12 | 90.7267 | 81.1765 | 150.4153 | 62.0761 | 59.6886 | 114.6021 | 105.0519 | 143.2526 | 145.6402 | 162.353 | 0 | 0 | 222.0416 | 162.353 | 265.0174 | 83.564 | 0 | 279.3426 | 152.8028 | 107.4395 | 0 | 0 | 0 | 0 | 90.7267 | 81.1765 | 150.4153 | 62.0761 | 59.6886 | 114.6021 | 105.0519 | 143.2526 | 145.6402 | 162.353 | 0 | 0 | 222.0416 | 162.353 | 265.0174 | 83.564 | 0 | 279.3426 | 152.8028 | 107.4395 | 0 | 0 | 0 | 0 | 90.7267 | 81.1765 | 150.4153 | 62.0761 | 59.6886 | 114.6021 | 105.0519 | 143.2526 | 145.6402 | 162.353 | 0 | 0 | 222.0416 | 162.353 | 265.0174 | 83.564 | 0 | 279.3426 | 152.8028 | 107.4395 | 0 | 0 | 0 | 0 | 0 | 12 | 7162.6317
t13 | 90.7267 | 81.1765 | 150.4153 | 62.0761 | 59.6886 | 114.6021 | 105.0519 | 143.2526 | 145.6402 | 162.353 | 0 | 0 | 222.0416 | 162.353 | 265.0174 | 83.564 | 0 | 279.3426 | 152.8028 | 107.4395 | 0 | 0 | 0 | 0 | 90.7267 | 81.1765 | 150.4153 | 62.0761 | 59.6886 | 114.6021 | 105.0519 | 143.2526 | 145.6402 | 162.353 | 0 | 0 | 222.0416 | 162.353 | 265.0174 | 83.564 | 0 | 279.3426 | 152.8028 | 107.4395 | 0 | 0 | 0 | 0 | 90.7267 | 81.1765 | 150.4153 | 62.0761 | 59.6886 | 114.6021 | 105.0519 | 143.2526 | 145.6402 | 162.353 | 0 | 0 | 222.0416 | 162.353 | 265.0174 | 83.564 | 0 | 279.3426 | 152.8028 | 107.4395 | 0 | 0 | 0 | 0 | 0 | 13 | 7162.6317
t14 | 90.7267 | 81.1765 | 150.4153 | 62.0761 | 59.6886 | 114.6021 | 105.0519 | 143.2526 | 145.6402 | 162.353 | 0 | 0 | 222.0416 | 162.353 | 265.0174 | 83.564 | 0 | 279.3426 | 152.8028 | 107.4395 | 0 | 0 | 0 | 0 | 90.7267 | 81.1765 | 150.4153 | 62.0761 | 59.6886 | 114.6021 | 105.0519 | 143.2526 | 145.6402 | 162.353 | 0 | 0 | 222.0416 | 162.353 | 265.0174 | 83.564 | 0 | 279.3426 | 152.8028 | 107.4395 | 0 | 0 | 0 | 0 | 90.7267 | 81.1765 | 150.4153 | 62.0761 | 59.6886 | 114.6021 | 105.0519 | 143.2526 | 145.6402 | 162.353 | 0 | 0 | 222.0416 | 162.353 | 265.0174 | 83.564 | 0 | 279.3426 | 152.8028 | 107.4395 | 0 | 0 | 0 | 0 | 0 | 14 | 7162.6317
t15 | 88.8166 | 79.4675 | 147.2486 | 60.7693 | 58.432 | 112.1894 | 102.8403 | 140.2368 | 142.5741 | 158.935 | 0 | 0 | 217.367 | 158.935 | 259.4381 | 81.8048 | 0 | 273.4617 | 149.5859 | 105.1776 | 0 | 0 | 0 | 0 | 88.8166 | 79.4675 | 147.2486 | 60.7693 | 58.432 | 112.1894 | 102.8403 | 140.2368 | 142.5741 | 158.935 | 0 | 0 | 217.367 | 158.935 | 259.4381 | 81.8048 | 0 | 273.4617 | 149.5859 | 105.1776 | 0 | 0 | 0 | 0 | 88.8166 | 79.4675 | 147.2486 | 60.7693 | 58.432 | 112.1894 | 102.8403 | 140.2368 | 142.5741 | 158.935 | 0 | 0 | 217.367 | 158.935 | 259.4381 | 81.8048 | 0 | 273.4617 | 149.5859 | 105.1776 | 0 | 0 | 0 | 0 | 0 | 15 | 7011.8394
t16 | 89.7717 | 80.322 | 148.8319 | 61.4227 | 59.0603 | 113.3958 | 103.9461 | 141.7447 | 144.1071 | 160.644 | 0 | 0 | 219.7043 | 160.644 | 262.2277 | 82.6844 | 0 | 276.4022 | 151.1944 | 106.3085 | 0 | 0 | 0 | 0 | 89.7717 | 80.322 | 148.8319 | 61.4227 | 59.0603 | 113.3958 | 103.9461 | 141.7447 | 144.1071 | 160.644 | 0 | 0 | 219.7043 | 160.644 | 262.2277 | 82.6844 | 0 | 276.4022 | 151.1944 | 106.3085 | 0 | 0 | 0 | 0 | 89.7717 | 80.322 | 148.8319 | 61.4227 | 59.0603 | 113.3958 | 103.9461 | 141.7447 | 144.1071 | 160.644 | 0 | 0 | 219.7043 | 160.644 | 262.2277 | 82.6844 | 0 | 276.4022 | 151.1944 | 106.3085 | 0 | 0 | 0 | 0 | 0 | 16 | 7087.2356
t17 | 94.5467 | 84.5945 | 156.7485 | 64.6899 | 62.2018 | 119.4275 | 109.4752 | 149.2843 | 151.7724 | 169.1889 | 0 | 0 | 231.3907 | 169.1889 | 276.176 | 87.0825 | 0 | 291.1044 | 159.2366 | 111.9632 | 0 | 0 | 0 | 0 | 94.5467 | 84.5945 | 156.7485 | 64.6899 | 62.2018 | 119.4275 | 109.4752 | 149.2843 | 151.7724 | 169.1889 | 0 | 0 | 231.3907 | 169.1889 | 276.176 | 87.0825 | 0 | 291.1044 | 159.2366 | 111.9632 | 0 | 0 | 0 | 0 | 94.5467 | 84.5945 | 156.7485 | 64.6899 | 62.2018 | 119.4275 | 109.4752 | 149.2843 | 151.7724 | 169.1889 | 0 | 0 | 231.3907 | 169.1889 | 276.176 | 87.0825 | 0 | 291.1044 | 159.2366 | 111.9632 | 0 | 0 | 0 | 0 | 0 | 17 | 7464.2162
t18 | 95.5018 | 85.4489 | 158.3319 | 65.3433 | 62.8301 | 120.6338 | 110.581 | 150.7922 | 153.3055 | 170.8979 | 0 | 0 | 233.728 | 170.8979 | 278.9657 | 87.9621 | 0 | 294.0449 | 160.8451 | 113.0942 | 0 | 0 | 0 | 0 | 95.5018 | 85.4489 | 158.3319 | 65.3433 | 62.8301 | 120.6338 | 110.581 | 150.7922 | 153.3055 | 170.8979 | 0 | 0 | 233.728 | 170.8979 | 278.9657 | 87.9621 | 0 | 294.0449 | 160.8451 | 113.0942 | 0 | 0 | 0 | 0 | 95.5018 | 85.4489 | 158.3319 | 65.3433 | 62.8301 | 120.6338 | 110.581 | 150.7922 | 153.3055 | 170.8979 | 0 | 0 | 233.728 | 170.8979 | 278.9657 | 87.9621 | 0 | 294.0449 | 160.8451 | 113.0942 | 0 | 0 | 0 | 0 | 0 | 18 | 7539.6123
t19 | 95.5018 | 85.4489 | 158.3319 | 65.3433 | 62.8301 | 120.6338 | 110.581 | 150.7922 | 153.3055 | 170.8979 | 0 | 0 | 233.728 | 170.8979 | 278.9657 | 87.9621 | 0 | 294.0449 | 160.8451 | 113.0942 | 0 | 0 | 0 | 0 | 95.5018 | 85.4489 | 158.3319 | 65.3433 | 62.8301 | 120.6338 | 110.581 | 150.7922 | 153.3055 | 170.8979 | 0 | 0 | 233.728 | 170.8979 | 278.9657 | 87.9621 | 0 | 294.0449 | 160.8451 | 113.0942 | 0 | 0 | 0 | 0 | 95.5018 | 85.4489 | 158.3319 | 65.3433 | 62.8301 | 120.6338 | 110.581 | 150.7922 | 153.3055 | 170.8979 | 0 | 0 | 233.728 | 170.8979 | 278.9657 | 87.9621 | 0 | 294.0449 | 160.8451 | 113.0942 | 0 | 0 | 0 | 0 | 0 | 19 | 7539.6123
t20 | 91.6817 | 82.031 | 151.9986 | 62.7296 | 60.3169 | 115.8084 | 106.1577 | 144.7606 | 147.1732 | 164.062 | 0 | 0 | 224.3789 | 164.062 | 267.807 | 84.4437 | 0 | 282.2831 | 154.4113 | 108.5704 | 0 | 0 | 0 | 0 | 91.6817 | 82.031 | 151.9986 | 62.7296 | 60.3169 | 115.8084 | 106.1577 | 144.7606 | 147.1732 | 164.062 | 0 | 0 | 224.3789 | 164.062 | 267.807 | 84.4437 | 0 | 282.2831 | 154.4113 | 108.5704 | 0 | 0 | 0 | 0 | 91.6817 | 82.031 | 151.9986 | 62.7296 | 60.3169 | 115.8084 | 106.1577 | 144.7606 | 147.1732 | 164.062 | 0 | 0 | 224.3789 | 164.062 | 267.807 | 84.4437 | 0 | 282.2831 | 154.4113 | 108.5704 | 0 | 0 | 0 | 0 | 0 | 20 | 7238.0278
t21 | 86.9066 | 77.7585 | 144.082 | 59.4624 | 57.1754 | 109.7768 | 100.6287 | 137.2209 | 139.508 | 155.5171 | 0 | 0 | 212.6925 | 155.5171 | 253.8587 | 80.0456 | 0 | 267.5808 | 146.369 | 102.9157 | 0 | 0 | 0 | 0 | 86.9066 | 77.7585 | 144.082 | 59.4624 | 57.1754 | 109.7768 | 100.6287 | 137.2209 | 139.508 | 155.5171 | 0 | 0 | 212.6925 | 155.5171 | 253.8587 | 80.0456 | 0 | 267.5808 | 146.369 | 102.9157 | 0 | 0 | 0 | 0 | 86.9066 | 77.7585 | 144.082 | 59.4624 | 57.1754 | 109.7768 | 100.6287 | 137.2209 | 139.508 | 155.5171 | 0 | 0 | 212.6925 | 155.5171 | 253.8587 | 80.0456 | 0 | 267.5808 | 146.369 | 102.9157 | 0 | 0 | 0 | 0 | 0 | 21 | 6861.0472
t22 | 79.2665 | 70.9226 | 131.4154 | 54.2349 | 52.149 | 100.1261 | 91.7822 | 125.1576 | 127.2435 | 141.8452 | 0 | 0 | 193.9942 | 141.8452 | 231.5415 | 73.0086 | 0 | 244.0573 | 133.5014 | 93.8682 | 0 | 0 | 0 | 0 | 79.2665 | 70.9226 | 131.4154 | 54.2349 | 52.149 | 100.1261 | 91.7822 | 125.1576 | 127.2435 | 141.8452 | 0 | 0 | 193.9942 | 141.8452 | 231.5415 | 73.0086 | 0 | 244.0573 | 133.5014 | 93.8682 | 0 | 0 | 0 | 0 | 79.2665 | 70.9226 | 131.4154 | 54.2349 | 52.149 | 100.1261 | 91.7822 | 125.1576 | 127.2435 | 141.8452 | 0 | 0 | 193.9942 | 141.8452 | 231.5415 | 73.0086 | 0 | 244.0573 | 133.5014 | 93.8682 | 0 | 0 | 0 | 0 | 0 | 22 | 6257.8782
t23 | 69.7163 | 62.3777 | 115.5823 | 47.7006 | 45.866 | 88.0627 | 80.7241 | 110.0783 | 111.913 | 124.7555 | 0 | 0 | 170.6214 | 124.7555 | 203.6449 | 64.2124 | 0 | 214.6528 | 117.4169 | 82.5588 | 0 | 0 | 0 | 0 | 69.7163 | 62.3777 | 115.5823 | 47.7006 | 45.866 | 88.0627 | 80.7241 | 110.0783 | 111.913 | 124.7555 | 0 | 0 | 170.6214 | 124.7555 | 203.6449 | 64.2124 | 0 | 214.6528 | 117.4169 | 82.5588 | 0 | 0 | 0 | 0 | 69.7163 | 62.3777 | 115.5823 | 47.7006 | 45.866 | 88.0627 | 80.7241 | 110.0783 | 111.913 | 124.7555 | 0 | 0 | 170.6214 | 124.7555 | 203.6449 | 64.2124 | 0 | 214.6528 | 117.4169 | 82.5588 | 0 | 0 | 0 | 0 | 0 | 23 | 5503.917
t24 | 60.1661 | 53.8328 | 99.7491 | 41.1663 | 39.583 | 75.9993 | 69.666 | 94.9991 | 96.5824 | 107.6657 | 0 | 0 | 147.2486 | 107.6657 | 175.7484 | 55.4162 | 0 | 185.2483 | 101.3324 | 71.2493 | 0 | 0 | 0 | 0 | 60.1661 | 53.8328 | 99.7491 | 41.1663 | 39.583 | 75.9993 | 69.666 | 94.9991 | 96.5824 | 107.6657 | 0 | 0 | 147.2486 | 107.6657 | 175.7484 | 55.4162 | 0 | 185.2483 | 101.3324 | 71.2493 | 0 | 0 | 0 | 0 | 60.1661 | 53.8328 | 99.7491 | 41.1663 | 39.583 | 75.9993 | 69.666 | 94.9991 | 96.5824 | 107.6657 | 0 | 0 | 147.2486 | 107.6657 | 175.7484 | 55.4162 | 0 | 185.2483 | 101.3324 | 71.2493 | 0 | 0 | 0 | 0 | 0 | 24 | 4749.9557
t25 | 68.8023 | 61.56 | 114.067 | 47.0753 | 45.2647 | 86.9082 | 79.6659 | 108.6353 | 110.4459 | 123.12 | 0 | 0 | 168.3847 | 123.12 | 200.9753 | 63.3706 | 0 | 211.8388 | 115.8776 | 81.4765 | 0 | 0 | 0 | 0 | 68.8023 | 61.56 | 114.067 | 47.0753 | 45.2647 | 86.9082 | 79.6659 | 108.6353 | 110.4459 | 123.12 | 0 | 0 | 168.3847 | 123.12 | 200.9753 | 63.3706 | 0 | 211.8388 | 115.8776 | 81.4765 | 0 | 0 | 0 | 0 | 68.8023 | 61.56 | 114.067 | 47.0753 | 45.2647 | 86.9082 | 79.6659 | 108.6353 | 110.4459 | 123.12 | 0 | 0 | 168.3847 | 123.12 | 200.9753 | 63.3706 | 0 | 211.8388 | 115.8776 | 81.4765 | 0 | 0 | 0 | 0 | 0 | 25 | 5431.7637
t26 | 64.6947 | 57.8848 | 107.2571 | 44.2648 | 42.5623 | 81.7197 | 74.9097 | 102.1496 | 103.8521 | 115.7695 | 0 | 0 | 158.3319 | 115.7695 | 188.9767 | 59.5873 | 0 | 199.1917 | 108.9596 | 76.6122 | 0 | 0 | 0 | 0 | 64.6947 | 57.8848 | 107.2571 | 44.2648 | 42.5623 | 81.7197 | 74.9097 | 102.1496 | 103.8521 | 115.7695 | 0 | 0 | 158.3319 | 115.7695 | 188.9767 | 59.5873 | 0 | 199.1917 | 108.9596 | 76.6122 | 0 | 0 | 0 | 0 | 64.6947 | 57.8848 | 107.2571 | 44.2648 | 42.5623 | 81.7197 | 74.9097 | 102.1496 | 103.8521 | 115.7695 | 0 | 0 | 158.3319 | 115.7695 | 188.9767 | 59.5873 | 0 | 199.1917 | 108.9596 | 76.6122 | 0 | 0 | 0 | 0 | 0 | 26 | 5107.4793
t27 | 61.614 | 55.1283 | 102.1496 | 42.157 | 40.5356 | 77.8283 | 71.3426 | 97.2853 | 98.9067 | 110.2567 | 0 | 0 | 150.7922 | 110.2567 | 179.9778 | 56.7498 | 0 | 189.7064 | 103.771 | 72.964 | 0 | 0 | 0 | 0 | 61.614 | 55.1283 | 102.1496 | 42.157 | 40.5356 | 77.8283 | 71.3426 | 97.2853 | 98.9067 | 110.2567 | 0 | 0 | 150.7922 | 110.2567 | 179.9778 | 56.7498 | 0 | 189.7064 | 103.771 | 72.964 | 0 | 0 | 0 | 0 | 61.614 | 55.1283 | 102.1496 | 42.157 | 40.5356 | 77.8283 | 71.3426 | 97.2853 | 98.9067 | 110.2567 | 0 | 0 | 150.7922 | 110.2567 | 179.9778 | 56.7498 | 0 | 189.7064 | 103.771 | 72.964 | 0 | 0 | 0 | 0 | 0 | 27 | 4864.266
t28 | 60.5871 | 54.2095 | 100.4471 | 41.4544 | 39.86 | 76.5311 | 70.1535 | 95.6639 | 97.2583 | 108.4191 | 0 | 0 | 148.279 | 108.4191 | 176.9782 | 55.8039 | 0 | 186.5446 | 102.0415 | 71.7479 | 0 | 0 | 0 | 0 | 60.5871 | 54.2095 | 100.4471 | 41.4544 | 39.86 | 76.5311 | 70.1535 | 95.6639 | 97.2583 | 108.4191 | 0 | 0 | 148.279 | 108.4191 | 176.9782 | 55.8039 | 0 | 186.5446 | 102.0415 | 71.7479 | 0 | 0 | 0 | 0 | 60.5871 | 54.2095 | 100.4471 | 41.4544 | 39.86 | 76.5311 | 70.1535 | 95.6639 | 97.2583 | 108.4191 | 0 | 0 | 148.279 | 108.4191 | 176.9782 | 55.8039 | 0 | 186.5446 | 102.0415 | 71.7479 | 0 | 0 | 0 | 0 | 0 | 28 | 4783.1949
t29 | 60.5871 | 54.2095 | 100.4471 | 41.4544 | 39.86 | 76.5311 | 70.1535 | 95.6639 | 97.2583 | 108.4191 | 0 | 0 | 148.279 | 108.4191 | 176.9782 | 55.8039 | 0 | 186.5446 | 102.0415 | 71.7479 | 0 | 0 | 0 | 0 | 60.5871 | 54.2095 | 100.4471 | 41.4544 | 39.86 | 76.5311 | 70.1535 | 95.6639 | 97.2583 | 108.4191 | 0 | 0 | 148.279 | 108.4191 | 176.9782 | 55.8039 | 0 | 186.5446 | 102.0415 | 71.7479 | 0 | 0 | 0 | 0 | 60.5871 | 54.2095 | 100.4471 | 41.4544 | 39.86 | 76.5311 | 70.1535 | 95.6639 | 97.2583 | 108.4191 | 0 | 0 | 148.279 | 108.4191 | 176.9782 | 55.8039 | 0 | 186.5446 | 102.0415 | 71.7479 | 0 | 0 | 0 | 0 | 0 | 29 | 4783.1949
t30 | 61.614 | 55.1283 | 102.1496 | 42.157 | 40.5356 | 77.8283 | 71.3426 | 97.2853 | 98.9067 | 110.2567 | 0 | 0 | 150.7922 | 110.2567 | 179.9778 | 56.7498 | 0 | 189.7064 | 103.771 | 72.964 | 0 | 0 | 0 | 0 | 61.614 | 55.1283 | 102.1496 | 42.157 | 40.5356 | 77.8283 | 71.3426 | 97.2853 | 98.9067 | 110.2567 | 0 | 0 | 150.7922 | 110.2567 | 179.9778 | 56.7498 | 0 | 189.7064 | 103.771 | 72.964 | 0 | 0 | 0 | 0 | 61.614 | 55.1283 | 102.1496 | 42.157 | 40.5356 | 77.8283 | 71.3426 | 97.2853 | 98.9067 | 110.2567 | 0 | 0 | 150.7922 | 110.2567 | 179.9778 | 56.7498 | 0 | 189.7064 | 103.771 | 72.964 | 0 | 0 | 0 | 0 | 0 | 30 | 4864.266
t31 | 75.9906 | 67.9916 | 125.9845 | 51.9936 | 49.9938 | 95.9882 | 87.9892 | 119.9852 | 121.985 | 135.9833 | 0 | 0 | 185.9771 | 135.9833 | 221.9727 | 69.9914 | 0 | 233.9712 | 127.9842 | 89.9889 | 0 | 0 | 0 | 0 | 75.9906 | 67.9916 | 125.9845 | 51.9936 | 49.9938 | 95.9882 | 87.9892 | 119.9852 | 121.985 | 135.9833 | 0 | 0 | 185.9771 | 135.9833 | 221.9727 | 69.9914 | 0 | 233.9712 | 127.9842 | 89.9889 | 0 | 0 | 0 | 0 | 75.9906 | 67.9916 | 125.9845 | 51.9936 | 49.9938 | 95.9882 | 87.9892 | 119.9852 | 121.985 | 135.9833 | 0 | 0 | 185.9771 | 135.9833 | 221.9727 | 69.9914 | 0 | 233.9712 | 127.9842 | 89.9889 | 0 | 0 | 0 | 0 | 0 | 31 | 5999.2614
t32 | 88.3135 | 79.0173 | 146.4144 | 60.425 | 58.101 | 111.5538 | 102.2577 | 139.4423 | 141.7663 | 158.0346 | 0 | 0 | 216.1356 | 158.0346 | 257.9682 | 81.3413 | 0 | 271.9125 | 148.7384 | 104.5817 | 0 | 0 | 0 | 0 | 88.3135 | 79.0173 | 146.4144 | 60.425 | 58.101 | 111.5538 | 102.2577 | 139.4423 | 141.7663 | 158.0346 | 0 | 0 | 216.1356 | 158.0346 | 257.9682 | 81.3413 | 0 | 271.9125 | 148.7384 | 104.5817 | 0 | 0 | 0 | 0 | 88.3135 | 79.0173 | 146.4144 | 60.425 | 58.101 | 111.5538 | 102.2577 | 139.4423 | 141.7663 | 158.0346 | 0 | 0 | 216.1356 | 158.0346 | 257.9682 | 81.3413 | 0 | 271.9125 | 148.7384 | 104.5817 | 0 | 0 | 0 | 0 | 0 | 32 | 6972.1146
t33 | 97.5556 | 87.2866 | 161.7368 | 66.7485 | 64.1813 | 123.2281 | 112.9591 | 154.0351 | 156.6023 | 174.5731 | 0 | 0 | 238.7544 | 174.5731 | 284.9649 | 89.8538 | 0 | 300.3684 | 164.3041 | 115.5263 | 0 | 0 | 0 | 0 | 97.5556 | 87.2866 | 161.7368 | 66.7485 | 64.1813 | 123.2281 | 112.9591 | 154.0351 | 156.6023 | 174.5731 | 0 | 0 | 238.7544 | 174.5731 | 284.9649 | 89.8538 | 0 | 300.3684 | 164.3041 | 115.5263 | 0 | 0 | 0 | 0 | 97.5556 | 87.2866 | 161.7368 | 66.7485 | 64.1813 | 123.2281 | 112.9591 | 154.0351 | 156.6023 | 174.5731 | 0 | 0 | 238.7544 | 174.5731 | 284.9649 | 89.8538 | 0 | 300.3684 | 164.3041 | 115.5263 | 0 | 0 | 0 | 0 | 0 | 33 | 7701.7545
t34 | 98.5825 | 88.2054 | 163.4393 | 67.4512 | 64.8569 | 124.5252 | 114.1481 | 155.6565 | 158.2508 | 176.4107 | 0 | 0 | 241.2676 | 176.4107 | 287.9645 | 90.7996 | 0 | 303.5302 | 166.0336 | 116.7424 | 0 | 0 | 0 | 0 | 98.5825 | 88.2054 | 163.4393 | 67.4512 | 64.8569 | 124.5252 | 114.1481 | 155.6565 | 158.2508 | 176.4107 | 0 | 0 | 241.2676 | 176.4107 | 287.9645 | 90.7996 | 0 | 303.5302 | 166.0336 | 116.7424 | 0 | 0 | 0 | 0 | 98.5825 | 88.2054 | 163.4393 | 67.4512 | 64.8569 | 124.5252 | 114.1481 | 155.6565 | 158.2508 | 176.4107 | 0 | 0 | 241.2676 | 176.4107 | 287.9645 | 90.7996 | 0 | 303.5302 | 166.0336 | 116.7424 | 0 | 0 | 0 | 0 | 0 | 34 | 7782.8256
t35 | 98.5825 | 88.2054 | 163.4393 | 67.4512 | 64.8569 | 124.5252 | 114.1481 | 155.6565 | 158.2508 | 176.4107 | 0 | 0 | 241.2676 | 176.4107 | 287.9645 | 90.7996 | 0 | 303.5302 | 166.0336 | 116.7424 | 0 | 0 | 0 | 0 | 98.5825 | 88.2054 | 163.4393 | 67.4512 | 64.8569 | 124.5252 | 114.1481 | 155.6565 | 158.2508 | 176.4107 | 0 | 0 | 241.2676 | 176.4107 | 287.9645 | 90.7996 | 0 | 303.5302 | 166.0336 | 116.7424 | 0 | 0 | 0 | 0 | 98.5825 | 88.2054 | 163.4393 | 67.4512 | 64.8569 | 124.5252 | 114.1481 | 155.6565 | 158.2508 | 176.4107 | 0 | 0 | 241.2676 | 176.4107 | 287.9645 | 90.7996 | 0 | 303.5302 | 166.0336 | 116.7424 | 0 | 0 | 0 | 0 | 0 | 35 | 7782.8256
t36 | 97.5556 | 87.2866 | 161.7368 | 66.7485 | 64.1813 | 123.2281 | 112.9591 | 154.0351 | 156.6023 | 174.5731 | 0 | 0 | 238.7544 | 174.5731 | 284.9649 | 89.8538 | 0 | 300.3684 | 164.3041 | 115.5263 | 0 | 0 | 0 | 0 | 97.5556 | 87.2866 | 161.7368 | 66.7485 | 64.1813 | 123.2281 | 112.9591 | 154.0351 | 156.6023 | 174.5731 | 0 | 0 | 238.7544 | 174.5731 | 284.9649 | 89.8538 | 0 | 300.3684 | 164.3041 | 115.5263 | 0 | 0 | 0 | 0 | 97.5556 | 87.2866 | 161.7368 | 66.7485 | 64.1813 | 123.2281 | 112.9591 | 154.0351 | 156.6023 | 174.5731 | 0 | 0 | 238.7544 | 174.5731 | 284.9649 | 89.8538 | 0 | 300.3684 | 164.3041 | 115.5263 | 0 | 0 | 0 | 0 | 0 | 36 | 7701.7545

## Load_Reactive
| s101 | s102 | s103 | s104 | s105 | s106 | s107 | s108 | s109 | s110 | s111 | s112 | s113 | s114 | s115 | s116 | s117 | s118 | s119 | s120 | s121 | s122 | s123 | s124 | s201 | s202 | s203 | s204 | s205 | s206 | s207 | s208 | s209 | s210 | s211 | s212 | s213 | s214 | s215 | s216 | s217 | s218 | s219 | s220 | s221 | s222 | s223 | s224 | s301 | s302 | s303 | s304 | s305 | s306 | s307 | s308 | s309 | s310 | s311 | s312 | s313 | s314 | s315 | s316 | s317 | s318 | s319 | s320 | s321 | s322 | s323 | s324 | s325
t1 | 6.3986 | 5.7251 | 10.6082 | 4.378 | 4.2096 | 8.0825 | 7.4089 | 10.1031 | 10.2715 | 11.4502 | 0 | 0 | 15.6598 | 11.4502 | 18.6907 | 5.8935 | 0 | 19.701 | 10.7766 | 7.5773 | 0 | 0 | 0 | 0 | 6.3986 | 5.7251 | 10.6082 | 4.378 | 4.2096 | 8.0825 | 7.4089 | 10.1031 | 10.2715 | 11.4502 | 0 | 0 | 15.6598 | 11.4502 | 18.6907 | 5.8935 | 0 | 19.701 | 10.7766 | 7.5773 | 0 | 0 | 0 | 0 | 6.3986 | 5.7251 | 10.6082 | 4.378 | 4.2096 | 8.0825 | 7.4089 | 10.1031 | 10.2715 | 11.4502 | 0 | 0 | 15.6598 | 11.4502 | 18.6907 | 5.8935 | 0 | 19.701 | 10.7766 | 7.5773 | 0 | 0 | 0 | 0 | 0
t2 | 6.0166 | 5.3833 | 9.9749 | 4.1166 | 3.9583 | 7.5999 | 6.9666 | 9.4999 | 9.6582 | 10.7666 | 0 | 0 | 14.7249 | 10.7666 | 17.5748 | 5.5416 | 0 | 18.5248 | 10.1332 | 7.1249 | 0 | 0 | 0 | 0 | 6.0166 | 5.3833 | 9.9749 | 4.1166 | 3.9583 | 7.5999 | 6.9666 | 9.4999 | 9.6582 | 10.7666 | 0 | 0 | 14.7249 | 10.7666 | 17.5748 | 5.5416 | 0 | 18.5248 | 10.1332 | 7.1249 | 0 | 0 | 0 | 0 | 6.0166 | 5.3833 | 9.9749 | 4.1166 | 3.9583 | 7.5999 | 6.9666 | 9.4999 | 9.6582 | 10.7666 | 0 | 0 | 14.7249 | 10.7666 | 17.5748 | 5.5416 | 0 | 18.5248 | 10.1332 | 7.1249 | 0 | 0 | 0 | 0 | 0
t3 | 5.7301 | 5.1269 | 9.4999 | 3.9206 | 3.7698 | 7.238 | 6.6349 | 9.0475 | 9.1983 | 10.2539 | 0 | 0 | 14.0237 | 10.2539 | 16.7379 | 5.2777 | 0 | 17.6427 | 9.6507 | 6.7857 | 0 | 0 | 0 | 0 | 5.7301 | 5.1269 | 9.4999 | 3.9206 | 3.7698 | 7.238 | 6.6349 | 9.0475 | 9.1983 | 10.2539 | 0 | 0 | 14.0237 | 10.2539 | 16.7379 | 5.2777 | 0 | 17.6427 | 9.6507 | 6.7857 | 0 | 0 | 0 | 0 | 5.7301 | 5.1269 | 9.4999 | 3.9206 | 3.7698 | 7.238 | 6.6349 | 9.0475 | 9.1983 | 10.2539 | 0 | 0 | 14.0237 | 10.2539 | 16.7379 | 5.2777 | 0 | 17.6427 | 9.6507 | 6.7857 | 0 | 0 | 0 | 0 | 0
t4 | 5.6346 | 5.0415 | 9.3416 | 3.8553 | 3.707 | 7.1174 | 6.5243 | 8.8967 | 9.045 | 10.083 | 0 | 0 | 13.79 | 10.083 | 16.459 | 5.1898 | 0 | 17.3486 | 9.4899 | 6.6726 | 0 | 0 | 0 | 0 | 5.6346 | 5.0415 | 9.3416 | 3.8553 | 3.707 | 7.1174 | 6.5243 | 8.8967 | 9.045 | 10.083 | 0 | 0 | 13.79 | 10.083 | 16.459 | 5.1898 | 0 | 17.3486 | 9.4899 | 6.6726 | 0 | 0 | 0 | 0 | 5.6346 | 5.0415 | 9.3416 | 3.8553 | 3.707 | 7.1174 | 6.5243 | 8.8967 | 9.045 | 10.083 | 0 | 0 | 13.79 | 10.083 | 16.459 | 5.1898 | 0 | 17.3486 | 9.4899 | 6.6726 | 0 | 0 | 0 | 0 | 0
t5 | 5.6346 | 5.0415 | 9.3416 | 3.8553 | 3.707 | 7.1174 | 6.5243 | 8.8967 | 9.045 | 10.083 | 0 | 0 | 13.79 | 10.083 | 16.459 | 5.1898 | 0 | 17.3486 | 9.4899 | 6.6726 | 0 | 0 | 0 | 0 | 5.6346 | 5.0415 | 9.3416 | 3.8553 | 3.707 | 7.1174 | 6.5243 | 8.8967 | 9.045 | 10.083 | 0 | 0 | 13.79 | 10.083 | 16.459 | 5.1898 | 0 | 17.3486 | 9.4899 | 6.6726 | 0 | 0 | 0 | 0 | 5.6346 | 5.0415 | 9.3416 | 3.8553 | 3.707 | 7.1174 | 6.5243 | 8.8967 | 9.045 | 10.083 | 0 | 0 | 13.79 | 10.083 | 16.459 | 5.1898 | 0 | 17.3486 | 9.4899 | 6.6726 | 0 | 0 | 0 | 0 | 0
t6 | 5.7301 | 5.1269 | 9.4999 | 3.9206 | 3.7698 | 7.238 | 6.6349 | 9.0475 | 9.1983 | 10.2539 | 0 | 0 | 14.0237 | 10.2539 | 16.7379 | 5.2777 | 0 | 17.6427 | 9.6507 | 6.7857 | 0 | 0 | 0 | 0 | 5.7301 | 5.1269 | 9.4999 | 3.9206 | 3.7698 | 7.238 | 6.6349 | 9.0475 | 9.1983 | 10.2539 | 0 | 0 | 14.0237 | 10.2539 | 16.7379 | 5.2777 | 0 | 17.6427 | 9.6507 | 6.7857 | 0 | 0 | 0 | 0 | 5.7301 | 5.1269 | 9.4999 | 3.9206 | 3.7698 | 7.238 | 6.6349 | 9.0475 | 9.1983 | 10.2539 | 0 | 0 | 14.0237 | 10.2539 | 16.7379 | 5.2777 | 0 | 17.6427 | 9.6507 | 6.7857 | 0 | 0 | 0 | 0 | 0
t7 | 7.0671 | 6.3232 | 11.7166 | 4.8354 | 4.6494 | 8.9269 | 8.183 | 11.1586 | 11.3446 | 12.6464 | 0 | 0 | 17.2959 | 12.6464 | 20.6435 | 6.5092 | 0 | 21.7593 | 11.9025 | 8.369 | 0 | 0 | 0 | 0 | 7.0671 | 6.3232 | 11.7166 | 4.8354 | 4.6494 | 8.9269 | 8.183 | 11.1586 | 11.3446 | 12.6464 | 0 | 0 | 17.2959 | 12.6464 | 20.6435 | 6.5092 | 0 | 21.7593 | 11.9025 | 8.369 | 0 | 0 | 0 | 0 | 7.0671 | 6.3232 | 11.7166 | 4.8354 | 4.6494 | 8.9269 | 8.183 | 11.1586 | 11.3446 | 12.6464 | 0 | 0 | 17.2959 | 12.6464 | 20.6435 | 6.5092 | 0 | 21.7593 | 11.9025 | 8.369 | 0 | 0 | 0 | 0 | 0
t8 | 8.2132 | 7.3486 | 13.6165 | 5.6195 | 5.4034 | 10.3745 | 9.51 | 12.9681 | 13.1843 | 14.6972 | 0 | 0 | 20.1006 | 14.6972 | 23.991 | 7.5647 | 0 | 25.2879 | 13.8327 | 9.7261 | 0 | 0 | 0 | 0 | 8.2132 | 7.3486 | 13.6165 | 5.6195 | 5.4034 | 10.3745 | 9.51 | 12.9681 | 13.1843 | 14.6972 | 0 | 0 | 20.1006 | 14.6972 | 23.991 | 7.5647 | 0 | 25.2879 | 13.8327 | 9.7261 | 0 | 0 | 0 | 0 | 8.2132 | 7.3486 | 13.6165 | 5.6195 | 5.4034 | 10.3745 | 9.51 | 12.9681 | 13.1843 | 14.6972 | 0 | 0 | 20.1006 | 14.6972 | 23.991 | 7.5647 | 0 | 25.2879 | 13.8327 | 9.7261 | 0 | 0 | 0 | 0 | 0
t9 | 9.0727 | 8.1176 | 15.0415 | 6.2076 | 5.9689 | 11.4602 | 10.5052 | 14.3253 | 14.564 | 16.2353 | 0 | 0 | 22.2042 | 16.2353 | 26.5017 | 8.3564 | 0 | 27.9343 | 15.2803 | 10.7439 | 0 | 0 | 0 | 0 | 9.0727 | 8.1176 | 15.0415 | 6.2076 | 5.9689 | 11.4602 | 10.5052 | 14.3253 | 14.564 | 16.2353 | 0 | 0 | 22.2042 | 16.2353 | 26.5017 | 8.3564 | 0 | 27.9343 | 15.2803 | 10.7439 | 0 | 0 | 0 | 0 | 9.0727 | 8.1176 | 15.0415 | 6.2076 | 5.9689 | 11.4602 | 10.5052 | 14.3253 | 14.564 | 16.2353 | 0 | 0 | 22.2042 | 16.2353 | 26.5017 | 8.3564 | 0 | 27.9343 | 15.2803 | 10.7439 | 0 | 0 | 0 | 0 | 0
t10 | 9.1682 | 8.2031 | 15.1999 | 6.273 | 6.0317 | 11.5808 | 10.6158 | 14.4761 | 14.7173 | 16.4062 | 0 | 0 | 22.4379 | 16.4062 | 26.7807 | 8.4444 | 0 | 28.2283 | 15.4411 | 10.857 | 0 | 0 | 0 | 0 | 9.1682 | 8.2031 | 15.1999 | 6.273 | 6.0317 | 11.5808 | 10.6158 | 14.4761 | 14.7173 | 16.4062 | 0 | 0 | 22.4379 | 16.4062 | 26.7807 | 8.4444 | 0 | 28.2283 | 15.4411 | 10.857 | 0 | 0 | 0 | 0 | 9.1682 | 8.2031 | 15.1999 | 6.273 | 6.0317 | 11.5808 | 10.6158 | 14.4761 | 14.7173 | 16.4062 | 0 | 0 | 22.4379 | 16.4062 | 26.7807 | 8.4444 | 0 | 28.2283 | 15.4411 | 10.857 | 0 | 0 | 0 | 0 | 0
t11 | 9.1682 | 8.2031 | 15.1999 | 6.273 | 6.0317 | 11.5808 | 10.6158 | 14.4761 | 14.7173 | 16.4062 | 0 | 0 | 22.4379 | 16.4062 | 26.7807 | 8.4444 | 0 | 28.2283 | 15.4411 | 10.857 | 0 | 0 | 0 | 0 | 9.1682 | 8.2031 | 15.1999 | 6.273 | 6.0317 | 11.5808 | 10.6158 | 14.4761 | 14.7173 | 16.4062 | 0 | 0 | 22.4379 | 16.4062 | 26.7807 | 8.4444 | 0 | 28.2283 | 15.4411 | 10.857 | 0 | 0 | 0 | 0 | 9.1682 | 8.2031 | 15.1999 | 6.273 | 6.0317 | 11.5808 | 10.6158 | 14.4761 | 14.7173 | 16.4062 | 0 | 0 | 22.4379 | 16.4062 | 26.7807 | 8.4444 | 0 | 28.2283 | 15.4411 | 10.857 | 0 | 0 | 0 | 0 | 0
t12 | 9.0727 | 8.1176 | 15.0415 | 6.2076 | 5.9689 | 11.4602 | 10.5052 | 14.3253 | 14.564 | 16.2353 | 0 | 0 | 22.2042 | 16.2353 | 26.5017 | 8.3564 | 0 | 27.9343 | 15.2803 | 10.7439 | 0 | 0 | 0 | 0 | 9.0727 | 8.1176 | 15.0415 | 6.2076 | 5.9689 | 11.4602 | 10.5052 | 14.3253 | 14.564 | 16.2353 | 0 | 0 | 22.2042 | 16.2353 | 26.5017 | 8.3564 | 0 | 27.9343 | 15.2803 | 10.7439 | 0 | 0 | 0 | 0 | 9.0727 | 8.1176 | 15.0415 | 6.2076 | 5.9689 | 11.4602 | 10.5052 | 14.3253 | 14.564 | 16.2353 | 0 | 0 | 22.2042 | 16.2353 | 26.5017 | 8.3564 | 0 | 27.9343 | 15.2803 | 10.7439 | 0 | 0 | 0 | 0 | 0
t13 | 9.0727 | 8.1176 | 15.0415 | 6.2076 | 5.9689 | 11.4602 | 10.5052 | 14.3253 | 14.564 | 16.2353 | 0 | 0 | 22.2042 | 16.2353 | 26.5017 | 8.3564 | 0 | 27.9343 | 15.2803 | 10.7439 | 0 | 0 | 0 | 0 | 9.0727 | 8.1176 | 15.0415 | 6.2076 | 5.9689 | 11.4602 | 10.5052 | 14.3253 | 14.564 | 16.2353 | 0 | 0 | 22.2042 | 16.2353 | 26.5017 | 8.3564 | 0 | 27.9343 | 15.2803 | 10.7439 | 0 | 0 | 0 | 0 | 9.0727 | 8.1176 | 15.0415 | 6.2076 | 5.9689 | 11.4602 | 10.5052 | 14.3253 | 14.564 | 16.2353 | 0 | 0 | 22.2042 | 16.2353 | 26.5017 | 8.3564 | 0 | 27.9343 | 15.2803 | 10.7439 | 0 | 0 | 0 | 0 | 0
t14 | 9.0727 | 8.1176 | 15.0415 | 6.2076 | 5.9689 | 11.4602 | 10.5052 | 14.3253 | 14.564 | 16.2353 | 0 | 0 | 22.2042 | 16.2353 | 26.5017 | 8.3564 | 0 | 27.9343 | 15.2803 | 10.7439 | 0 | 0 | 0 | 0 | 9.0727 | 8.1176 | 15.0415 | 6.2076 | 5.9689 | 11.4602 | 10.5052 | 14.3253 | 14.564 | 16.2353 | 0 | 0 | 22.2042 | 16.2353 | 26.5017 | 8.3564 | 0 | 27.9343 | 15.2803 | 10.7439 | 0 | 0 | 0 | 0 | 9.0727 | 8.1176 | 15.0415 | 6.2076 | 5.9689 | 11.4602 | 10.5052 | 14.3253 | 14.564 | 16.2353 | 0 | 0 | 22.2042 | 16.2353 | 26.5017 | 8.3564 | 0 | 27.9343 | 15.2803 | 10.7439 | 0 | 0 | 0 | 0 | 0
t15 | 8.8817 | 7.9468 | 14.7249 | 6.0769 | 5.8432 | 11.2189 | 10.284 | 14.0237 | 14.2574 | 15.8935 | 0 | 0 | 21.7367 | 15.8935 | 25.9438 | 8.1805 | 0 | 27.3462 | 14.9586 | 10.5178 | 0 | 0 | 0 | 0 | 8.8817 | 7.9468 | 14.7249 | 6.0769 | 5.8432 | 11.2189 | 10.284 | 14.0237 | 14.2574 | 15.8935 | 0 | 0 | 21.7367 | 15.8935 | 25.9438 | 8.1805 | 0 | 27.3462 | 14.9586 | 10.5178 | 0 | 0 | 0 | 0 | 8.8817 | 7.9468 | 14.7249 | 6.0769 | 5.8432 | 11.2189 | 10.284 | 14.0237 | 14.2574 | 15.8935 | 0 | 0 | 21.7367 | 15.8935 | 25.9438 | 8.1805 | 0 | 27.3462 | 14.9586 | 10.5178 | 0 | 0 | 0 | 0 | 0
t16 | 8.9772 | 8.0322 | 14.8832 | 6.1423 | 5.906 | 11.3396 | 10.3946 | 14.1745 | 14.4107 | 16.0644 | 0 | 0 | 21.9704 | 16.0644 | 26.2228 | 8.2684 | 0 | 27.6402 | 15.1194 | 10.6309 | 0 | 0 | 0 | 0 | 8.9772 | 8.0322 | 14.8832 | 6.1423 | 5.906 | 11.3396 | 10.3946 | 14.1745 | 14.4107 | 16.0644 | 0 | 0 | 21.9704 | 16.0644 | 26.2228 | 8.2684 | 0 | 27.6402 | 15.1194 | 10.6309 | 0 | 0 | 0 | 0 | 8.9772 | 8.0322 | 14.8832 | 6.1423 | 5.906 | 11.3396 | 10.3946 | 14.1745 | 14.4107 | 16.0644 | 0 | 0 | 21.9704 | 16.0644 | 26.2228 | 8.2684 | 0 | 27.6402 | 15.1194 | 10.6309 | 0 | 0 | 0 | 0 | 0
t17 | 9.4547 | 8.4594 | 15.6749 | 6.469 | 6.2202 | 11.9427 | 10.9475 | 14.9284 | 15.1772 | 16.9189 | 0 | 0 | 23.1391 | 16.9189 | 27.6176 | 8.7083 | 0 | 29.1104 | 15.9237 | 11.1963 | 0 | 0 | 0 | 0 | 9.4547 | 8.4594 | 15.6749 | 6.469 | 6.2202 | 11.9427 | 10.9475 | 14.9284 | 15.1772 | 16.9189 | 0 | 0 | 23.1391 | 16.9189 | 27.6176 | 8.7083 | 0 | 29.1104 | 15.9237 | 11.1963 | 0 | 0 | 0 | 0 | 9.4547 | 8.4594 | 15.6749 | 6.469 | 6.2202 | 11.9427 | 10.9475 | 14.9284 | 15.1772 | 16.9189 | 0 | 0 | 23.1391 | 16.9189 | 27.6176 | 8.7083 | 0 | 29.1104 | 15.9237 | 11.1963 | 0 | 0 | 0 | 0 | 0
t18 | 9.5502 | 8.5449 | 15.8332 | 6.5343 | 6.283 | 12.0634 | 11.0581 | 15.0792 | 15.3305 | 17.0898 | 0 | 0 | 23.3728 | 17.0898 | 27.8966 | 8.7962 | 0 | 29.4045 | 16.0845 | 11.3094 | 0 | 0 | 0 | 0 | 9.5502 | 8.5449 | 15.8332 | 6.5343 | 6.283 | 12.0634 | 11.0581 | 15.0792 | 15.3305 | 17.0898 | 0 | 0 | 23.3728 | 17.0898 | 27.8966 | 8.7962 | 0 | 29.4045 | 16.0845 | 11.3094 | 0 | 0 | 0 | 0 | 9.5502 | 8.5449 | 15.8332 | 6.5343 | 6.283 | 12.0634 | 11.0581 | 15.0792 | 15.3305 | 17.0898 | 0 | 0 | 23.3728 | 17.0898 | 27.8966 | 8.7962 | 0 | 29.4045 | 16.0845 | 11.3094 | 0 | 0 | 0 | 0 | 0
t19 | 9.5502 | 8.5449 | 15.8332 | 6.5343 | 6.283 | 12.0634 | 11.0581 | 15.0792 | 15.3305 | 17.0898 | 0 | 0 | 23.3728 | 17.0898 | 27.8966 | 8.7962 | 0 | 29.4045 | 16.0845 | 11.3094 | 0 | 0 | 0 | 0 | 9.5502 | 8.5449 | 15.8332 | 6.5343 | 6.283 | 12.0634 | 11.0581 | 15.0792 | 15.3305 | 17.0898 | 0 | 0 | 23.3728 | 17.0898 | 27.8966 | 8.7962 | 0 | 29.4045 | 16.0845 | 11.3094 | 0 | 0 | 0 | 0 | 9.5502 | 8.5449 | 15.8332 | 6.5343 | 6.283 | 12.0634 | 11.0581 | 15.0792 | 15.3305 | 17.0898 | 0 | 0 | 23.3728 | 17.0898 | 27.8966 | 8.7962 | 0 | 29.4045 | 16.0845 | 11.3094 | 0 | 0 | 0 | 0 | 0
t20 | 9.1682 | 8.2031 | 15.1999 | 6.273 | 6.0317 | 11.5808 | 10.6158 | 14.4761 | 14.7173 | 16.4062 | 0 | 0 | 22.4379 | 16.4062 | 26.7807 | 8.4444 | 0 | 28.2283 | 15.4411 | 10.857 | 0 | 0 | 0 | 0 | 9.1682 | 8.2031 | 15.1999 | 6.273 | 6.0317 | 11.5808 | 10.6158 | 14.4761 | 14.7173 | 16.4062 | 0 | 0 | 22.4379 | 16.4062 | 26.7807 | 8.4444 | 0 | 28.2283 | 15.4411 | 10.857 | 0 | 0 | 0 | 0 | 9.1682 | 8.2031 | 15.1999 | 6.273 | 6.0317 | 11.5808 | 10.6158 | 14.4761 | 14.7173 | 16.4062 | 0 | 0 | 22.4379 | 16.4062 | 26.7807 | 8.4444 | 0 | 28.2283 | 15.4411 | 10.857 | 0 | 0 | 0 | 0 | 0
t21 | 8.6907 | 7.7759 | 14.4082 | 5.9462 | 5.7175 | 10.9777 | 10.0629 | 13.7221 | 13.9508 | 15.5517 | 0 | 0 | 21.2692 | 15.5517 | 25.3859 | 8.0046 | 0 | 26.7581 | 14.6369 | 10.2916 | 0 | 0 | 0 | 0 | 8.6907 | 7.7759 | 14.4082 | 5.9462 | 5.7175 | 10.9777 | 10.0629 | 13.7221 | 13.9508 | 15.5517 | 0 | 0 | 21.2692 | 15.5517 | 25.3859 | 8.0046 | 0 | 26.7581 | 14.6369 | 10.2916 | 0 | 0 | 0 | 0 | 8.6907 | 7.7759 | 14.4082 | 5.9462 | 5.7175 | 10.9777 | 10.0629 | 13.7221 | 13.9508 | 15.5517 | 0 | 0 | 21.2692 | 15.5517 | 25.3859 | 8.0046 | 0 | 26.7581 | 14.6369 | 10.2916 | 0 | 0 | 0 | 0 | 0
t22 | 7.9266 | 7.0923 | 13.1415 | 5.4235 | 5.2149 | 10.0126 | 9.1782 | 12.5158 | 12.7244 | 14.1845 | 0 | 0 | 19.3994 | 14.1845 | 23.1541 | 7.3009 | 0 | 24.4057 | 13.3501 | 9.3868 | 0 | 0 | 0 | 0 | 7.9266 | 7.0923 | 13.1415 | 5.4235 | 5.2149 | 10.0126 | 9.1782 | 12.5158 | 12.7244 | 14.1845 | 0 | 0 | 19.3994 | 14.1845 | 23.1541 | 7.3009 | 0 | 24.4057 | 13.3501 | 9.3868 | 0 | 0 | 0 | 0 | 7.9266 | 7.0923 | 13.1415 | 5.4235 | 5.2149 | 10.0126 | 9.1782 | 12.5158 | 12.7244 | 14.1845 | 0 | 0 | 19.3994 | 14.1845 | 23.1541 | 7.3009 | 0 | 24.4057 | 13.3501 | 9.3868 | 0 | 0 | 0 | 0 | 0
t23 | 6.9716 | 6.2378 | 11.5582 | 4.7701 | 4.5866 | 8.8063 | 8.0724 | 11.0078 | 11.1913 | 12.4755 | 0 | 0 | 17.0621 | 12.4755 | 20.3645 | 6.4212 | 0 | 21.4653 | 11.7417 | 8.2559 | 0 | 0 | 0 | 0 | 6.9716 | 6.2378 | 11.5582 | 4.7701 | 4.5866 | 8.8063 | 8.0724 | 11.0078 | 11.1913 | 12.4755 | 0 | 0 | 17.0621 | 12.4755 | 20.3645 | 6.4212 | 0 | 21.4653 | 11.7417 | 8.2559 | 0 | 0 | 0 | 0 | 6.9716 | 6.2378 | 11.5582 | 4.7701 | 4.5866 | 8.8063 | 8.0724 | 11.0078 | 11.1913 | 12.4755 | 0 | 0 | 17.0621 | 12.4755 | 20.3645 | 6.4212 | 0 | 21.4653 | 11.7417 | 8.2559 | 0 | 0 | 0 | 0 | 0
t24 | 6.0166 | 5.3833 | 9.9749 | 4.1166 | 3.9583 | 7.5999 | 6.9666 | 9.4999 | 9.6582 | 10.7666 | 0 | 0 | 14.7249 | 10.7666 | 17.5748 | 5.5416 | 0 | 18.5248 | 10.1332 | 7.1249 | 0 | 0 | 0 | 0 | 6.0166 | 5.3833 | 9.9749 | 4.1166 | 3.9583 | 7.5999 | 6.9666 | 9.4999 | 9.6582 | 10.7666 | 0 | 0 | 14.7249 | 10.7666 | 17.5748 | 5.5416 | 0 | 18.5248 | 10.1332 | 7.1249 | 0 | 0 | 0 | 0 | 6.0166 | 5.3833 | 9.9749 | 4.1166 | 3.9583 | 7.5999 | 6.9666 | 9.4999 | 9.6582 | 10.7666 | 0 | 0 | 14.7249 | 10.7666 | 17.5748 | 5.5416 | 0 | 18.5248 | 10.1332 | 7.1249 | 0 | 0 | 0 | 0 | 0
t25 | 6.8802 | 6.156 | 11.4067 | 4.7075 | 4.5265 | 8.6908 | 7.9666 | 10.8635 | 11.0446 | 12.312 | 0 | 0 | 16.8385 | 12.312 | 20.0975 | 6.3371 | 0 | 21.1839 | 11.5878 | 8.1476 | 0 | 0 | 0 | 0 | 6.8802 | 6.156 | 11.4067 | 4.7075 | 4.5265 | 8.6908 | 7.9666 | 10.8635 | 11.0446 | 12.312 | 0 | 0 | 16.8385 | 12.312 | 20.0975 | 6.3371 | 0 | 21.1839 | 11.5878 | 8.1476 | 0 | 0 | 0 | 0 | 6.8802 | 6.156 | 11.4067 | 4.7075 | 4.5265 | 8.6908 | 7.9666 | 10.8635 | 11.0446 | 12.312 | 0 | 0 | 16.8385 | 12.312 | 20.0975 | 6.3371 | 0 | 21.1839 | 11.5878 | 8.1476 | 0 | 0 | 0 | 0 | 0
t26 | 6.4695 | 5.7885 | 10.7257 | 4.4265 | 4.2562 | 8.172 | 7.491 | 10.215 | 10.3852 | 11.577 | 0 | 0 | 15.8332 | 11.577 | 18.8977 | 5.9587 | 0 | 19.9192 | 10.896 | 7.6612 | 0 | 0 | 0 | 0 | 6.4695 | 5.7885 | 10.7257 | 4.4265 | 4.2562 | 8.172 | 7.491 | 10.215 | 10.3852 | 11.577 | 0 | 0 | 15.8332 | 11.577 | 18.8977 | 5.9587 | 0 | 19.9192 | 10.896 | 7.6612 | 0 | 0 | 0 | 0 | 6.4695 | 5.7885 | 10.7257 | 4.4265 | 4.2562 | 8.172 | 7.491 | 10.215 | 10.3852 | 11.577 | 0 | 0 | 15.8332 | 11.577 | 18.8977 | 5.9587 | 0 | 19.9192 | 10.896 | 7.6612 | 0 | 0 | 0 | 0 | 0
t27 | 6.1614 | 5.5128 | 10.215 | 4.2157 | 4.0536 | 7.7828 | 7.1343 | 9.7285 | 9.8907 | 11.0257 | 0 | 0 | 15.0792 | 11.0257 | 17.9978 | 5.675 | 0 | 18.9706 | 10.3771 | 7.2964 | 0 | 0 | 0 | 0 | 6.1614 | 5.5128 | 10.215 | 4.2157 | 4.0536 | 7.7828 | 7.1343 | 9.7285 | 9.8907 | 11.0257 | 0 | 0 | 15.0792 | 11.0257 | 17.9978 | 5.675 | 0 | 18.9706 | 10.3771 | 7.2964 | 0 | 0 | 0 | 0 | 6.1614 | 5.5128 | 10.215 | 4.2157 | 4.0536 | 7.7828 | 7.1343 | 9.7285 | 9.8907 | 11.0257 | 0 | 0 | 15.0792 | 11.0257 | 17.9978 | 5.675 | 0 | 18.9706 | 10.3771 | 7.2964 | 0 | 0 | 0 | 0 | 0
t28 | 6.0587 | 5.421 | 10.0447 | 4.1454 | 3.986 | 7.6531 | 7.0154 | 9.5664 | 9.7258 | 10.8419 | 0 | 0 | 14.8279 | 10.8419 | 17.6978 | 5.5804 | 0 | 18.6545 | 10.2041 | 7.1748 | 0 | 0 | 0 | 0 | 6.0587 | 5.421 | 10.0447 | 4.1454 | 3.986 | 7.6531 | 7.0154 | 9.5664 | 9.7258 | 10.8419 | 0 | 0 | 14.8279 | 10.8419 | 17.6978 | 5.5804 | 0 | 18.6545 | 10.2041 | 7.1748 | 0 | 0 | 0 | 0 | 6.0587 | 5.421 | 10.0447 | 4.1454 | 3.986 | 7.6531 | 7.0154 | 9.5664 | 9.7258 | 10.8419 | 0 | 0 | 14.8279 | 10.8419 | 17.6978 | 5.5804 | 0 | 18.6545 | 10.2041 | 7.1748 | 0 | 0 | 0 | 0 | 0
t29 | 6.0587 | 5.421 | 10.0447 | 4.1454 | 3.986 | 7.6531 | 7.0154 | 9.5664 | 9.7258 | 10.8419 | 0 | 0 | 14.8279 | 10.8419 | 17.6978 | 5.5804 | 0 | 18.6545 | 10.2041 | 7.1748 | 0 | 0 | 0 | 0 | 6.0587 | 5.421 | 10.0447 | 4.1454 | 3.986 | 7.6531 | 7.0154 | 9.5664 | 9.7258 | 10.8419 | 0 | 0 | 14.8279 | 10.8419 | 17.6978 | 5.5804 | 0 | 18.6545 | 10.2041 | 7.1748 | 0 | 0 | 0 | 0 | 6.0587 | 5.421 | 10.0447 | 4.1454 | 3.986 | 7.6531 | 7.0154 | 9.5664 | 9.7258 | 10.8419 | 0 | 0 | 14.8279 | 10.8419 | 17.6978 | 5.5804 | 0 | 18.6545 | 10.2041 | 7.1748 | 0 | 0 | 0 | 0 | 0
t30 | 6.1614 | 5.5128 | 10.215 | 4.2157 | 4.0536 | 7.7828 | 7.1343 | 9.7285 | 9.8907 | 11.0257 | 0 | 0 | 15.0792 | 11.0257 | 17.9978 | 5.675 | 0 | 18.9706 | 10.3771 | 7.2964 | 0 | 0 | 0 | 0 | 6.1614 | 5.5128 | 10.215 | 4.2157 | 4.0536 | 7.7828 | 7.1343 | 9.7285 | 9.8907 | 11.0257 | 0 | 0 | 15.0792 | 11.0257 | 17.9978 | 5.675 | 0 | 18.9706 | 10.3771 | 7.2964 | 0 | 0 | 0 | 0 | 6.1614 | 5.5128 | 10.215 | 4.2157 | 4.0536 | 7.7828 | 7.1343 | 9.7285 | 9.8907 | 11.0257 | 0 | 0 | 15.0792 | 11.0257 | 17.9978 | 5.675 | 0 | 18.9706 | 10.3771 | 7.2964 | 0 | 0 | 0 | 0 | 0
t31 | 7.5991 | 6.7992 | 12.5984 | 5.1994 | 4.9994 | 9.5988 | 8.7989 | 11.9985 | 12.1985 | 13.5983 | 0 | 0 | 18.5977 | 13.5983 | 22.1973 | 6.9991 | 0 | 23.3971 | 12.7984 | 8.9989 | 0 | 0 | 0 | 0 | 7.5991 | 6.7992 | 12.5984 | 5.1994 | 4.9994 | 9.5988 | 8.7989 | 11.9985 | 12.1985 | 13.5983 | 0 | 0 | 18.5977 | 13.5983 | 22.1973 | 6.9991 | 0 | 23.3971 | 12.7984 | 8.9989 | 0 | 0 | 0 | 0 | 7.5991 | 6.7992 | 12.5984 | 5.1994 | 4.9994 | 9.5988 | 8.7989 | 11.9985 | 12.1985 | 13.5983 | 0 | 0 | 18.5977 | 13.5983 | 22.1973 | 6.9991 | 0 | 23.3971 | 12.7984 | 8.9989 | 0 | 0 | 0 | 0 | 0
t32 | 8.8313 | 7.9017 | 14.6414 | 6.0425 | 5.8101 | 11.1554 | 10.2258 | 13.9442 | 14.1766 | 15.8035 | 0 | 0 | 21.6136 | 15.8035 | 25.7968 | 8.1341 | 0 | 27.1912 | 14.8738 | 10.4582 | 0 | 0 | 0 | 0 | 8.8313 | 7.9017 | 14.6414 | 6.0425 | 5.8101 | 11.1554 | 10.2258 | 13.9442 | 14.1766 | 15.8035 | 0 | 0 | 21.6136 | 15.8035 | 25.7968 | 8.1341 | 0 | 27.1912 | 14.8738 | 10.4582 | 0 | 0 | 0 | 0 | 8.8313 | 7.9017 | 14.6414 | 6.0425 | 5.8101 | 11.1554 | 10.2258 | 13.9442 | 14.1766 | 15.8035 | 0 | 0 | 21.6136 | 15.8035 | 25.7968 | 8.1341 | 0 | 27.1912 | 14.8738 | 10.4582 | 0 | 0 | 0 | 0 | 0
t33 | 9.7556 | 8.7287 | 16.1737 | 6.6749 | 6.4181 | 12.3228 | 11.2959 | 15.4035 | 15.6602 | 17.4573 | 0 | 0 | 23.8754 | 17.4573 | 28.4965 | 8.9854 | 0 | 30.0368 | 16.4304 | 11.5526 | 0 | 0 | 0 | 0 | 9.7556 | 8.7287 | 16.1737 | 6.6749 | 6.4181 | 12.3228 | 11.2959 | 15.4035 | 15.6602 | 17.4573 | 0 | 0 | 23.8754 | 17.4573 | 28.4965 | 8.9854 | 0 | 30.0368 | 16.4304 | 11.5526 | 0 | 0 | 0 | 0 | 9.7556 | 8.7287 | 16.1737 | 6.6749 | 6.4181 | 12.3228 | 11.2959 | 15.4035 | 15.6602 | 17.4573 | 0 | 0 | 23.8754 | 17.4573 | 28.4965 | 8.9854 | 0 | 30.0368 | 16.4304 | 11.5526 | 0 | 0 | 0 | 0 | 0
t34 | 9.8582 | 8.8205 | 16.3439 | 6.7451 | 6.4857 | 12.4525 | 11.4148 | 15.5657 | 15.8251 | 17.6411 | 0 | 0 | 24.1268 | 17.6411 | 28.7965 | 9.08 | 0 | 30.353 | 16.6034 | 11.6742 | 0 | 0 | 0 | 0 | 9.8582 | 8.8205 | 16.3439 | 6.7451 | 6.4857 | 12.4525 | 11.4148 | 15.5657 | 15.8251 | 17.6411 | 0 | 0 | 24.1268 | 17.6411 | 28.7965 | 9.08 | 0 | 30.353 | 16.6034 | 11.6742 | 0 | 0 | 0 | 0 | 9.8582 | 8.8205 | 16.3439 | 6.7451 | 6.4857 | 12.4525 | 11.4148 | 15.5657 | 15.8251 | 17.6411 | 0 | 0 | 24.1268 | 17.6411 | 28.7965 | 9.08 | 0 | 30.353 | 16.6034 | 11.6742 | 0 | 0 | 0 | 0 | 0
t35 | 9.8582 | 8.8205 | 16.3439 | 6.7451 | 6.4857 | 12.4525 | 11.4148 | 15.5657 | 15.8251 | 17.6411 | 0 | 0 | 24.1268 | 17.6411 | 28.7965 | 9.08 | 0 | 30.353 | 16.6034 | 11.6742 | 0 | 0 | 0 | 0 | 9.8582 | 8.8205 | 16.3439 | 6.7451 | 6.4857 | 12.4525 | 11.4148 | 15.5657 | 15.8251 | 17.6411 | 0 | 0 | 24.1268 | 17.6411 | 28.7965 | 9.08 | 0 | 30.353 | 16.6034 | 11.6742 | 0 | 0 | 0 | 0 | 9.8582 | 8.8205 | 16.3439 | 6.7451 | 6.4857 | 12.4525 | 11.4148 | 15.5657 | 15.8251 | 17.6411 | 0 | 0 | 24.1268 | 17.6411 | 28.7965 | 9.08 | 0 | 30.353 | 16.6034 | 11.6742 | 0 | 0 | 0 | 0 | 0
t36 | 9.7556 | 8.7287 | 16.1737 | 6.6749 | 6.4181 | 12.3228 | 11.2959 | 15.4035 | 15.6602 | 17.4573 | 0 | 0 | 23.8754 | 17.4573 | 28.4965 | 8.9854 | 0 | 30.0368 | 16.4304 | 11.5526 | 0 | 0 | 0 | 0 | 9.7556 | 8.7287 | 16.1737 | 6.6749 | 6.4181 | 12.3228 | 11.2959 | 15.4035 | 15.6602 | 17.4573 | 0 | 0 | 23.8754 | 17.4573 | 28.4965 | 8.9854 | 0 | 30.0368 | 16.4304 | 11.5526 | 0 | 0 | 0 | 0 | 9.7556 | 8.7287 | 16.1737 | 6.6749 | 6.4181 | 12.3228 | 11.2959 | 15.4035 | 15.6602 | 17.4573 | 0 | 0 | 23.8754 | 17.4573 | 28.4965 | 8.9854 | 0 | 30.0368 | 16.4304 | 11.5526 | 0 | 0 | 0 | 0 | 0

## Wind_Deterministic
Deterministic Wind - Best Forecast (MW)
| w1 | w2 | w3 | w4 | w5 | w6 | w7 | w8 | w9 | w10 | w11 | w12 | w13 | w14 | w15 | w16 | w17 | w18 | w19
t1 | 154.0692 | 33.9857 | 32.371 | 50.3255 | 11.1035 | 91.0189 | 62.5102 | 11.5515 | 56.1101 | 48.7891 | 63.2895 | 50.5322 | 62.1494 | 18.2929 | 139.9484 | 91.0568 | 76.2204 | 156.4053 | 36.6528
t2 | 119.3486 | 30.5797 | 31.238 | 47.3793 | 7.564 | 73.4481 | 55.7313 | 14.3009 | 52.7876 | 25.5635 | 84.8087 | 54.5155 | 67.0817 | 14.4069 | 130.1881 | 91.6012 | 63.0478 | 138.6895 | 28.973
t3 | 96.8919 | 25.8225 | 31.22 | 35.7633 | 3.6086 | 71.1838 | 70.8752 | 8.4806 | 58.1244 | 9.7217 | 56.614 | 43.4672 | 73.6864 | 16.1436 | 96.5885 | 76.5351 | 33.2392 | 64.5882 | 25.4084
t4 | 43.4896 | 20.0815 | 24.7518 | 22.532 | 1.8791 | 54.459 | 94.2039 | 17.8779 | 73.7652 | 13.653 | 32.0592 | 32.1467 | 45.1818 | 11.516 | 59.3637 | 62.3467 | 24.7369 | 25.2464 | 13.6882
t5 | 30.7721 | 13.2228 | 13.2592 | 11.0927 | 1.523 | 70.5238 | 82.8262 | 54.8122 | 51.0177 | 20.4227 | 33.0526 | 24.8358 | 33.2921 | 6.363 | 39.4216 | 62.7019 | 24.0659 | 14.6566 | 5.7363
t6 | 11.5546 | 5.3966 | 59.8532 | 27.07 | 7.8281 | 61.1635 | 52.2517 | 64.1092 | 26.2321 | 12.8691 | 23.2727 | 10.1283 | 19.8317 | 3.2107 | 36.8966 | 49.1459 | 34.9228 | 17.8731 | 2.5103
t7 | 8.2066 | 4.5042 | 48.4807 | 81.9395 | 15.2571 | 32.0439 | 21.1687 | 53.6997 | 8.052 | 5.4718 | 30.367 | 4.2423 | 7.062 | 1.8813 | 16.7557 | 27.8912 | 30.4026 | 28.2234 | 1.4598
t8 | 10.0678 | 3.5863 | 33.5108 | 73.0759 | 18.9778 | 8.9733 | 9.1403 | 32.3514 | 4.074 | 5.7654 | 28.8143 | 2.7269 | 4.0261 | 1.6306 | 12.082 | 10.813 | 35.3156 | 30.6366 | 1.2448
t9 | 9.5292 | 3.2373 | 21.2919 | 42.8164 | 15.0559 | 4.9525 | 10.9775 | 16.2797 | 4.8259 | 5.7533 | 29.1053 | 2.7468 | 3.0849 | 1.2186 | 12.8755 | 5.9574 | 40.3379 | 37.2331 | 0.89053
t10 | 10.896 | 2.5972 | 12.2885 | 16.9172 | 9.6116 | 4.8895 | 11.4052 | 12.5266 | 6.2134 | 4.5729 | 26.3368 | 3.0651 | 3.2468 | 0.88396 | 12.4875 | 6.4957 | 43.2379 | 58.7754 | 0.77751
t11 | 27.1883 | 2.6222 | 7.5119 | 7.8198 | 9.6169 | 5.2673 | 9.1189 | 15.5182 | 5.5722 | 5.0567 | 46.0495 | 4.2953 | 3.7357 | 0.94209 | 14.0449 | 8.5912 | 57.8739 | 72.7055 | 1.485
t12 | 47.0853 | 4.3804 | 6.6315 | 4.2775 | 10.5992 | 6.4644 | 10.2602 | 11.1116 | 3.8526 | 8.7117 | 64.5279 | 13.9735 | 8.8194 | 1.0926 | 17.735 | 9.7943 | 67.3966 | 85.3109 | 3.8148
t13 | 71.1753 | 9.5882 | 13.2795 | 8.8729 | 10.5414 | 7.6694 | 11.9209 | 16.4332 | 3.5023 | 12.9663 | 89.8733 | 32.7974 | 25.7481 | 1.2147 | 30.3501 | 14.4376 | 96.4593 | 96.7335 | 4.6603
t14 | 71.2343 | 11.9697 | 31.5021 | 16.3908 | 9.8902 | 11.3666 | 12.9882 | 23.1327 | 3.8036 | 15.1974 | 124.3153 | 53.8717 | 23.9733 | 3.9743 | 53.0146 | 22.2227 | 99.041 | 99.8061 | 4.1758
t15 | 63.5446 | 15.03 | 29.4485 | 39.7591 | 12.1941 | 22.1903 | 11.2984 | 22.6759 | 5.3425 | 14.1439 | 118.5322 | 63.8097 | 22.9768 | 10.9462 | 86.832 | 28.4326 | 74.9576 | 111.766 | 4.7895
t16 | 42.1015 | 10.3369 | 27.3535 | 33.1023 | 8.1422 | 19.442 | 8.8667 | 10.7832 | 3.2184 | 16.0047 | 96.1815 | 66.714 | 23.801 | 11.7197 | 78.4743 | 18.9088 | 85.3355 | 82.175 | 4.8272
t17 | 99.3129 | 9.6322 | 24.5853 | 18.0747 | 4.381 | 15.4135 | 14.9894 | 8.5523 | 3.562 | 46.5305 | 130.1959 | 67.5848 | 42.8248 | 9.6084 | 80.1941 | 23.6819 | 98.8455 | 121.8737 | 9.7621
t18 | 160.511 | 15.583 | 24.6701 | 14.2655 | 7.672 | 37.8947 | 31.0528 | 9.2177 | 17.4845 | 63.4577 | 147.0092 | 99.0789 | 102.2024 | 18.1083 | 147.963 | 49.4818 | 94.4474 | 138.4595 | 21.9306
t19 | 171.9801 | 23.3418 | 26.7969 | 18.0781 | 8.44 | 68.7234 | 30.9561 | 21.7078 | 23.4647 | 64.7901 | 167.7446 | 86.3304 | 116.3313 | 17.5046 | 183.0577 | 109.4601 | 102.4821 | 105.261 | 32.0794
t20 | 215.5208 | 37.8525 | 49.3086 | 56.9821 | 15.1621 | 105.7386 | 38.8233 | 26.8186 | 26.5446 | 72.6708 | 172.2296 | 99.2354 | 122.1239 | 30.6388 | 167.3405 | 136.5971 | 108.8175 | 96.1658 | 50.0038
t21 | 232.8314 | 50.333 | 79.1593 | 75.304 | 24.5463 | 172.2035 | 80.156 | 31.6192 | 42.0731 | 84.4548 | 173.7751 | 143.7779 | 142.8402 | 86.5874 | 255.8213 | 225.7754 | 112.1683 | 100.8033 | 55.2631
t22 | 234.5511 | 69.8154 | 92.0136 | 94.5951 | 29.6162 | 168.2651 | 105.7542 | 36.1444 | 72.1382 | 91.6514 | 184.3476 | 132.0753 | 200.9062 | 68.7145 | 353.2526 | 174.0473 | 114.911 | 116.5215 | 58.8626
t23 | 217.7365 | 72.4558 | 90.3045 | 96.879 | 29.6131 | 176.8284 | 113.8594 | 37.5771 | 89.9558 | 82.037 | 170.5755 | 101.8829 | 132.8581 | 37.6358 | 245.5047 | 149.3455 | 114.5702 | 138.1198 | 71.4781
t24 | 211.5926 | 90.1523 | 83.7704 | 76.9748 | 37.3051 | 165.7982 | 122.101 | 58.7672 | 94.0533 | 74.4933 | 160.3445 | 106.715 | 109.1594 | 31.4332 | 171.7225 | 119.1348 | 106.5515 | 135.6419 | 58.6649
t25 | 172.6989 | 74.7115 | 59.0309 | 74.2404 | 26.1306 | 153.9944 | 235.7223 | 59.0472 | 144.2974 | 84.1061 | 159.1611 | 99.2473 | 82.7602 | 30.2277 | 139.0366 | 116.1633 | 100.9299 | 124.3061 | 32.5707
t26 | 110.9325 | 45.6419 | 47.7921 | 49.3752 | 18.03 | 147.9937 | 179.1823 | 38.7803 | 180.4829 | 119.5748 | 183.1537 | 71.9627 | 62.9714 | 21.5854 | 96.8402 | 114.474 | 101.7573 | 110.8657 | 38.078
t27 | 35.4216 | 49.8233 | 46.7478 | 45.4695 | 25.3084 | 115.302 | 124.8068 | 30.5721 | 139.7655 | 103.9767 | 208.1645 | 135.7824 | 76.6192 | 12.8799 | 62.6543 | 123.3444 | 84.9655 | 66.4254 | 25.8523
t28 | 15.9566 | 54.7526 | 66.7568 | 78.3856 | 34.8363 | 97.7006 | 94.3293 | 49.0006 | 145.7794 | 126.0091 | 237.9714 | 33.1397 | 113.538 | 4.2475 | 127.7913 | 97.7432 | 57.1953 | 32.8508 | 13.3668
t29 | 89.4434 | 38.4621 | 81.8052 | 123.1348 | 35.6178 | 141.4728 | 80.3454 | 58.2648 | 71.6441 | 95.9626 | 180.158 | 20.4829 | 49.3549 | 2.9006 | 65.4034 | 48.6474 | 94.2522 | 10.9625 | 6.6236
t30 | 65.8913 | 31.7694 | 72.7806 | 111.4994 | 25.837 | 95.9163 | 61.7508 | 53.5289 | 31.2987 | 51.2482 | 128.4356 | 22.8744 | 41.0251 | 3.6062 | 103.6613 | 83.7576 | 90.8905 | 5.5479 | 4.2165
t31 | 11.0134 | 8.4903 | 37.5552 | 80.7021 | 20.8363 | 75.0623 | 43.9815 | 27.0418 | 15.6587 | 25.9853 | 100.1283 | 25.0952 | 39.5992 | 9.4207 | 81.3547 | 41.8651 | 82.8475 | 3.0871 | 7.0482
t32 | 47.5143 | 8.5388 | 30.003 | 38.1988 | 10.3663 | 30.4631 | 16.2595 | 23.3456 | 11.6454 | 23.4249 | 78.8149 | 20.2923 | 24.5692 | 5.2952 | 70.7753 | 37.16 | 51.0957 | 2.3563 | 7.9686
t33 | 136.094 | 1.8113 | 7.6049 | 15.263 | 4.3008 | 8.7346 | 7.1318 | 3.0902 | 4.7565 | 29.2293 | 96.8996 | 11.6882 | 18.8894 | 8.0201 | 49.5749 | 22.4843 | 33.6204 | 2.2728 | 0.9495
t34 | 39.6861 | 0.9175 | 4.7314 | 12.7655 | 3.1356 | 7.4865 | 5.6477 | 1.6109 | 3.6412 | 54.9895 | 98.4036 | 4.737 | 5.4845 | 2.0196 | 73.818 | 10.9256 | 59.0797 | 2.7335 | 0.74633
t35 | 9.8346 | 1.0106 | 4.7684 | 12.9645 | 2.4265 | 7.2998 | 6.9726 | 1.506 | 3.5725 | 33.4027 | 86.0222 | 6.6823 | 2.4228 | 1.7307 | 51.2907 | 7.5902 | 49.7757 | 3.7447 | 0.75883
t36 | 26.6855 | 1.2368 | 6.0942 | 14.9056 | 2.9203 | 5.7448 | 11.8988 | 2.0327 | 4.1973 | 21.2407 | 95.5835 | 10.4154 | 3.6267 | 1.5953 | 31.9916 | 6.5195 | 61.4599 | 37.3306 | 1.6844

## Wind_Data
Bounds |  |  |  |  | Max Ramps
|  |  | UP | DOWN |  |  |  | UP | DOWN
|  |  | col1 | col2 |  |  |  | col1 | col2
t1 | . | w1 | 283.0629 | 38.736 | t1 | . | w1 | 0 | 0
t1 | . | w2 | 79.6085 | 4.5751 | t1 | . | w2 | 0 | 0
t1 | . | w3 | 94.2415 | 0 | t1 | . | w3 | 0 | 0
t1 | . | w4 | 142.651 | 0.53329 | t1 | . | w4 | 0 | 0
t1 | . | w5 | 39.276 | 0 | t1 | . | w5 | 0 | 0
t1 | . | w6 | 213.0082 | 10.5007 | t1 | . | w6 | 0 | 0
t1 | . | w7 | 136.4063 | 11.374 | t1 | . | w7 | 0 | 0
t1 | . | w8 | 61.3974 | 0 | t1 | . | w8 | 0 | 0
t1 | . | w9 | 153.8221 | 8.1057 | t1 | . | w9 | 0 | 0
t1 | . | w10 | 101.2036 | 13.5763 | t1 | . | w10 | 0 | 0
t1 | . | w11 | 124.415 | 9.4008 | t1 | . | w11 | 0 | 0
t1 | . | w12 | 110.3914 | 11.9914 | t1 | . | w12 | 0 | 0
t1 | . | w13 | 172.2759 | 26.0464 | t1 | . | w13 | 0 | 0
t1 | . | w14 | 46.4445 | 4.2843 | t1 | . | w14 | 0 | 0
t1 | . | w15 | 266.8016 | 41.8008 | t1 | . | w15 | 0 | 0
t1 | . | w16 | 161.3849 | 32.3396 | t1 | . | w16 | 0 | 0
t1 | . | w17 | 139.2787 | 14.4069 | t1 | . | w17 | 0 | 0
t1 | . | w18 | 272.1438 | 67.4629 | t1 | . | w18 | 0 | 0
t1 | . | w19 | 83.8645 | 9.3506 | t1 | . | w19 | 0 | 0
t2 | . | w1 | 232.3846 | 39.021 | t2 | . | w1 | 31.7007 | -4.168
t2 | . | w2 | 79.6085 | 1.6156 | t2 | . | w2 | 83.1746 | -12.8868
t2 | . | w3 | 86.4026 | 0.32845 | t2 | . | w3 | 255.9219 | -19.9735
t2 | . | w4 | 142.651 | 0.53329 | t2 | . | w4 | 142.2412 | -10.1486
t2 | . | w5 | 23.1986 | 0 | t2 | . | w5 | 11.7087 | -14.0532
t2 | . | w6 | 281.638 | 10.5007 | t2 | . | w6 | 109.845 | -41.4114
t2 | . | w7 | 136.4063 | 8.9225 | t2 | . | w7 | 224.2586 | -27.963
t2 | . | w8 | 45.1537 | 0 | t2 | . | w8 | 42.6565 | -1.9229
t2 | . | w9 | 153.8221 | 7.8142 | t2 | . | w9 | 132.6645 | -9.087
t2 | . | w10 | 71.0812 | 5.3829 | t2 | . | w10 | 4.5035 | -2.5227
t2 | . | w11 | 174.126 | 16.0868 | t2 | . | w11 | 0.73667 | -0.36768
t2 | . | w12 | 112.6862 | 17.0861 | t2 | . | w12 | 22.5568 | -16.587
t2 | . | w13 | 183.0826 | 26.0464 | t2 | . | w13 | 36.7364 | -11.2186
t2 | . | w14 | 33.1343 | 0.23449 | t2 | . | w14 | 6.8864 | -4.1096
t2 | . | w15 | 266.8016 | 41.8008 | t2 | . | w15 | 86.8458 | -32.4747
t2 | . | w16 | 171.1192 | 32.3396 | t2 | . | w16 | 27.2194 | -13.0192
t2 | . | w17 | 123.1133 | 11.8301 | t2 | . | w17 | 4.4629 | -5.7903
t2 | . | w18 | 272.2168 | 54.9034 | t2 | . | w18 | 27.384 | -4.0517
t2 | . | w19 | 51.2979 | 9.3506 | t2 | . | w19 | 30.8377 | -5.2765
t3 | . | w1 | 223.8222 | 16.7855 | t3 | . | w1 | 24.0063 | -35.0031
t3 | . | w2 | 67.2335 | 3.3264 | t3 | . | w2 | 23.9422 | -83.1746
t3 | . | w3 | 87.7557 | 0.2634 | t3 | . | w3 | 109.8384 | -77.1992
t3 | . | w4 | 122.6866 | 0 | t3 | . | w4 | 122.3114 | -33.5596
t3 | . | w5 | 19.8596 | 0 | t3 | . | w5 | 81.7585 | -2.6076
t3 | . | w6 | 281.638 | 4.7519 | t3 | . | w6 | 110.9789 | -60.8602
t3 | . | w7 | 176.7272 | 11.2368 | t3 | . | w7 | 163.5109 | -78.7043
t3 | . | w8 | 35.4889 | 0 | t3 | . | w8 | 62.5107 | -33.7242
t3 | . | w9 | 153.8221 | 8.1057 | t3 | . | w9 | 47.7361 | -42.436
t3 | . | w10 | 33.6203 | 0 | t3 | . | w10 | 19.0014 | 0
t3 | . | w11 | 124.415 | 8.8248 | t3 | . | w11 | 15.7614 | -0.079379
t3 | . | w12 | 97.6779 | 11.9914 | t3 | . | w12 | 68.7855 | -5.6363
t3 | . | w13 | 203.4644 | 28.527 | t3 | . | w13 | 16.1756 | -17.5475
t3 | . | w14 | 36.8743 | 2.4035 | t3 | . | w14 | 23.1974 | -0.99611
t3 | . | w15 | 175.4314 | 42.4635 | t3 | . | w15 | 37.288 | -37.709
t3 | . | w16 | 171.1192 | 13.8589 | t3 | . | w16 | 39.199 | -8.8721
t3 | . | w17 | 116.4451 | 5.0134 | t3 | . | w17 | 39.1528 | -4.4629
t3 | . | w18 | 170.1202 | 13.3703 | t3 | . | w18 | 8.6101 | -22.8256
t3 | . | w19 | 48.5424 | 8.7807 | t3 | . | w19 | 19.9644 | -15.7029
t4 | . | w1 | 106.9558 | 4.8837 | t4 | . | w1 | 31.9567 | -8.1499
t4 | . | w2 | 43.756 | 0 | t4 | . | w2 | 37.6286 | -38.37
t4 | . | w3 | 94.0942 | 0 | t4 | . | w3 | 56.096 | -210.528
t4 | . | w4 | 77.12 | 0 | t4 | . | w4 | 269.4555 | -122.3114
t4 | . | w5 | 18.381 | 0 | t4 | . | w5 | 70.5623 | -9.1011
t4 | . | w6 | 119.1642 | 0 | t4 | . | w6 | 142.7526 | -128.4739
t4 | . | w7 | 221.8198 | 24.6308 | t4 | . | w7 | 202.3446 | -203.7977
t4 | . | w8 | 79.9237 | 0 | t4 | . | w8 | 103.0564 | -19.1702
t4 | . | w9 | 153.8221 | 19.6998 | t4 | . | w9 | 63.3271 | -104.225
t4 | . | w10 | 43.4367 | 0.27512 | t4 | . | w10 | 0.31668 | -5.1169
t4 | . | w11 | 65.2458 | 2.3278 | t4 | . | w11 | 6.2453 | -1.8362
t4 | . | w12 | 91.0428 | 7.212 | t4 | . | w12 | 68.7855 | -54.5868
t4 | . | w13 | 115.9073 | 12.545 | t4 | . | w13 | 54.145 | -42.7096
t4 | . | w14 | 28.1901 | 0 | t4 | . | w14 | 7.9074 | -4.1096
t4 | . | w15 | 143.1205 | 16.8615 | t4 | . | w15 | 52.0337 | -70.0303
t4 | . | w16 | 134.3711 | 11.7498 | t4 | . | w16 | 27.2194 | -26.2488
t4 | . | w17 | 106.2724 | 2.3803 | t4 | . | w17 | 55.0695 | -2.2901
t4 | . | w18 | 61.7739 | 0.12217 | t4 | . | w18 | 54.571 | -8.6101
t4 | . | w19 | 35.8163 | 2.1868 | t4 | . | w19 | 38.0855 | -10.6624
t5 | . | w1 | 98.2121 | 0.44797 | t5 | . | w1 | 19.8384 | -31.9567
t5 | . | w2 | 35.2082 | 0 | t5 | . | w2 | 27.1036 | -40.2478
t5 | . | w3 | 81.5017 | 0 | t5 | . | w3 | 18.4385 | -107.4038
t5 | . | w4 | 45.2947 | 0 | t5 | . | w4 | 39.7143 | -163.3129
t5 | . | w5 | 14.6077 | 0 | t5 | . | w5 | 45.5543 | -31.3427
t5 | . | w6 | 243.6566 | 12.0464 | t5 | . | w6 | 48.9848 | -83.9831
t5 | . | w7 | 221.8198 | 14.0309 | t5 | . | w7 | 48.3829 | -78.7043
t5 | . | w8 | 139.1946 | 8.1729 | t5 | . | w8 | 62.5107 | -30.6568
t5 | . | w9 | 127.7544 | 7.1383 | t5 | . | w9 | 49.3307 | -33.3824
t5 | . | w10 | 62.5156 | 2.6518 | t5 | . | w10 | 10.5031 | -8.4865
t5 | . | w11 | 83.0688 | 1.6818 | t5 | . | w11 | 8.8107 | -6.2453
t5 | . | w12 | 83.8041 | 0 | t5 | . | w12 | 49.0788 | -14.1987
t5 | . | w13 | 100.693 | 4.4367 | t5 | . | w13 | 26.6992 | -19.8733
t5 | . | w14 | 18.8892 | 0 | t5 | . | w14 | 11.1672 | -7.9074
t5 | . | w15 | 93.7307 | 7.1713 | t5 | . | w15 | 63.2036 | -37.288
t5 | . | w16 | 134.3711 | 10.4395 | t5 | . | w16 | 29.1224 | -15.4737
t5 | . | w17 | 96.5073 | 2.9232 | t5 | . | w17 | 69.7582 | -37.8885
t5 | . | w18 | 55.2559 | 0 | t5 | . | w18 | 41.986 | -4.7
t5 | . | w19 | 17.8638 | 0.064214 | t5 | . | w19 | 20.9802 | -18.6651
t6 | . | w1 | 44.8777 | 0 | t6 | . | w1 | 4.168 | -27.3088
t6 | . | w2 | 30.1127 | 0 | t6 | . | w2 | 37.6286 | -14.0622
t6 | . | w3 | 192.8323 | 5.1225 | t6 | . | w3 | 343.8388 | -75.1884
t6 | . | w4 | 126.5023 | 0 | t6 | . | w4 | 366.6603 | -41.3917
t6 | . | w5 | 29.533 | 0 | t6 | . | w5 | 31.535 | -45.5543
t6 | . | w6 | 200.4141 | 10.6754 | t6 | . | w6 | 142.7526 | -113.4603
t6 | . | w7 | 143.0474 | 0 | t6 | . | w7 | 228.8215 | -123.6403
t6 | . | w8 | 145.6132 | 14.0142 | t6 | . | w8 | 49.827 | -102.6457
t6 | . | w9 | 105.8807 | 0 | t6 | . | w9 | 73.9593 | -38.2741
t6 | . | w10 | 44.004 | 0.0042174 | t6 | . | w10 | 62.2931 | -2.5227
t6 | . | w11 | 64.818 | 0 | t6 | . | w11 | 128.9066 | -0.4541
t6 | . | w12 | 54.3919 | 0 | t6 | . | w12 | 135.9309 | -49.0788
t6 | . | w13 | 59.8766 | 1.9153 | t6 | . | w13 | 100.2389 | -22.9288
t6 | . | w14 | 13.7113 | 0 | t6 | . | w14 | 38.8277 | -4.2808
t6 | . | w15 | 93.7307 | 8.0062 | t6 | . | w15 | 195.1031 | -37.709
t6 | . | w16 | 126.1704 | 7.8333 | t6 | . | w16 | 46.6511 | -17.3767
t6 | . | w17 | 116.4451 | 7.6812 | t6 | . | w17 | 78.8037 | -14.739
t6 | . | w18 | 57.3188 | 0 | t6 | . | w18 | 94.5121 | -27.1385
t6 | . | w19 | 12.8562 | 0 | t6 | . | w19 | 58.1181 | -19.9644
t7 | . | w1 | 44.2613 | 0 | t7 | . | w1 | 8.1499 | -19.8384
t7 | . | w2 | 30.0969 | 0 | t7 | . | w2 | 44.54 | -62.0142
t7 | . | w3 | 176.6806 | 4.4836 | t7 | . | w3 | 62.5882 | -378.4889
t7 | . | w4 | 227.8505 | 5.0023 | t7 | . | w4 | 60.4839 | -510.288
t7 | . | w5 | 59.6246 | 0 | t7 | . | w5 | 21.1882 | -59.6075
t7 | . | w6 | 110.4351 | 0 | t7 | . | w6 | 66.7346 | -171.839
t7 | . | w7 | 92.64 | 0 | t7 | . | w7 | 56.9591 | -496.281
t7 | . | w8 | 140.3244 | 8.1729 | t7 | . | w8 | 15.0749 | -111.265
t7 | . | w9 | 35.5083 | 0 | t7 | . | w9 | 33.3824 | -199.4246
t7 | . | w10 | 18.9926 | 0 | t7 | . | w10 | 5.5624 | -73.2392
t7 | . | w11 | 102.1259 | 1.6387 | t7 | . | w11 | 22.8227 | -145.4047
t7 | . | w12 | 30.3823 | 0 | t7 | . | w12 | 52.5201 | -174.4022
t7 | . | w13 | 34.9112 | 0 | t7 | . | w13 | 67.8841 | -107.057
t7 | . | w14 | 15.2215 | 0 | t7 | . | w14 | 22.191 | -75.4766
t7 | . | w15 | 64.073 | 0 | t7 | . | w15 | 138.8795 | -286.9158
t7 | . | w16 | 70.7895 | 0 | t7 | . | w16 | 39.8343 | -108.6367
t7 | . | w17 | 119.3338 | 2.9232 | t7 | . | w17 | 28.9979 | -132.1814
t7 | . | w18 | 77.2219 | 0 | t7 | . | w18 | 48.4259 | -111.3943
t7 | . | w19 | 10.2376 | 0 | t7 | . | w19 | 26.71 | -109.5922
t8 | . | w1 | 44.2613 | 0 | t8 | . | w1 | 82.9153 | -0.39223
t8 | . | w2 | 28.8727 | 0 | t8 | . | w2 | 40.2478 | -12.6758
t8 | . | w3 | 94.2415 | 1.9741 | t8 | . | w3 | 37.5309 | -34.65
t8 | . | w4 | 166.0296 | 5.0023 | t8 | . | w4 | 55.4289 | -28.5628
t8 | . | w5 | 76.9811 | 0 | t8 | . | w5 | 27.589 | -8.8482
t8 | . | w6 | 90.8829 | 0 | t8 | . | w6 | 60.8602 | -17.4306
t8 | . | w7 | 61.4825 | 0 | t8 | . | w7 | 47.2603 | -31.124
t8 | . | w8 | 111.5004 | 0 | t8 | . | w8 | 27.7591 | -1.6145
t8 | . | w9 | 23.8848 | 0 | t8 | . | w9 | 27.9691 | -9.462
t8 | . | w10 | 19.1015 | 0 | t8 | . | w10 | 29.5805 | -1.6023
t8 | . | w11 | 80.2338 | 1.6387 | t8 | . | w11 | 37.2051 | -6.9507
t8 | . | w12 | 21.2633 | 0 | t8 | . | w12 | 68.7855 | -10.6472
t8 | . | w13 | 35.2504 | 0 | t8 | . | w13 | 36.7364 | -26.6992
t8 | . | w14 | 14.2925 | 0 | t8 | . | w14 | 16.622 | -9.7356
t8 | . | w15 | 58.1453 | 0 | t8 | . | w15 | 111.9687 | -32.7422
t8 | . | w16 | 52.2215 | 0 | t8 | . | w16 | 32.8631 | -11.7457
t8 | . | w17 | 128.3624 | 5.9046 | t8 | . | w17 | 58.7542 | -9.2145
t8 | . | w18 | 77.0999 | 1.2254 | t8 | . | w18 | 47.2226 | -22.8256
t8 | . | w19 | 10.2376 | 0 | t8 | . | w19 | 38.0855 | -8.3069
t9 | . | w1 | 54.9976 | 0 | t9 | . | w1 | 76.1629 | -67.2903
t9 | . | w2 | 42.9012 | 0 | t9 | . | w2 | 54.0648 | -26.3622
t9 | . | w3 | 67.3642 | 0 | t9 | . | w3 | 93.6269 | -48.4663
t9 | . | w4 | 124.1977 | 0.53329 | t9 | . | w4 | 46.4079 | -46.4079
t9 | . | w5 | 59.6246 | 0 | t9 | . | w5 | 86.032 | -18.8808
t9 | . | w6 | 103.8054 | 0 | t9 | . | w6 | 85.2317 | -29.9402
t9 | . | w7 | 61.4825 | 0 | t9 | . | w7 | 66.6471 | -43.6783
t9 | . | w8 | 79.9237 | 0 | t9 | . | w8 | 21.3177 | -19.8548
t9 | . | w9 | 27.7359 | 0 | t9 | . | w9 | 27.1146 | -37.0329
t9 | . | w10 | 22.3508 | 0 | t9 | . | w10 | 45.5028 | 0
t9 | . | w11 | 85.7912 | 1.6387 | t9 | . | w11 | 68.6892 | -6.7085
t9 | . | w12 | 22.6526 | 0 | t9 | . | w12 | 75.8705 | -30.7698
t9 | . | w13 | 24.0113 | 0 | t9 | . | w13 | 52.7468 | -19.3947
t9 | . | w14 | 11.4547 | 0 | t9 | . | w14 | 30.4376 | -3.8953
t9 | . | w15 | 58.1453 | 0 | t9 | . | w15 | 73.6627 | -32.7422
t9 | . | w16 | 49.8673 | 0 | t9 | . | w16 | 92.9523 | -9.732
t9 | . | w17 | 128.3624 | 6.0003 | t9 | . | w17 | 68.7278 | -40.6685
t9 | . | w18 | 82.5356 | 5.7882 | t9 | . | w18 | 123.8657 | -27.1385
t9 | . | w19 | 10.2376 | 0 | t9 | . | w19 | 57.0957 | -7.3315
t10 | . | w1 | 48.9397 | 0 | t10 | . | w1 | 27.5327 | -94.1564
t10 | . | w2 | 28.9529 | 0 | t10 | . | w2 | 42.7984 | -40.2478
t10 | . | w3 | 84.3543 | 0 | t10 | . | w3 | 105.719 | -81.1885
t10 | . | w4 | 116.9249 | 0 | t10 | . | w4 | 55.4289 | -28.5628
t10 | . | w5 | 47.9381 | 0 | t10 | . | w5 | 182.4898 | -22.7614
t10 | . | w6 | 103.8054 | 0 | t10 | . | w6 | 181.5842 | -109.845
t10 | . | w7 | 60.9014 | 0 | t10 | . | w7 | 79.3984 | -82.9804
t10 | . | w8 | 43.8622 | 0 | t10 | . | w8 | 109.8822 | -22.569
t10 | . | w9 | 39.2686 | 0 | t10 | . | w9 | 49.3307 | -32.1643
t10 | . | w10 | 19.4326 | 0 | t10 | . | w10 | 44.2808 | -20.8627
t10 | . | w11 | 65.5774 | 1.6387 | t10 | . | w11 | 39.0604 | -85.0453
t10 | . | w12 | 31.8822 | 0 | t10 | . | w12 | 86.9093 | -31.2411
t10 | . | w13 | 22.7412 | 0 | t10 | . | w13 | 103.0684 | -18.2613
t10 | . | w14 | 10.9023 | 0 | t10 | . | w14 | 33.4608 | -13.6309
t10 | . | w15 | 62.2219 | 0 | t10 | . | w15 | 208.1589 | -98.6393
t10 | . | w16 | 51.5321 | 0 | t10 | . | w16 | 92.9523 | -27.2194
t10 | . | w17 | 122.2669 | 5.632 | t10 | . | w17 | 93.0261 | -81.5465
t10 | . | w18 | 156.6635 | 13.3703 | t10 | . | w18 | 144.8223 | -39.9156
t10 | . | w19 | 10.2376 | 0 | t10 | . | w19 | 38.0855 | -30.2823
t11 | . | w1 | 85.1537 | 0 | t11 | . | w1 | 104.0115 | -37.27
t11 | . | w2 | 28.9529 | 0 | t11 | . | w2 | 83.1746 | -37.6286
t11 | . | w3 | 84.3543 | 0 | t11 | . | w3 | 333.102 | -48.4663
t11 | . | w4 | 48.2112 | 0 | t11 | . | w4 | 328.0993 | -38.7115
t11 | . | w5 | 26.2679 | 0 | t11 | . | w5 | 59.6075 | -90.0985
t11 | . | w6 | 103.8054 | 0 | t11 | . | w6 | 196.2106 | -132.5994
t11 | . | w7 | 60.9014 | 0 | t11 | . | w7 | 454.7592 | -35.5636
t11 | . | w8 | 48.2349 | 0 | t11 | . | w8 | 96.2349 | -23.5122
t11 | . | w9 | 39.2686 | 0 | t11 | . | w9 | 152.5799 | -6.2678
t11 | . | w10 | 17.0328 | 0 | t11 | . | w10 | 80.4802 | -18.3012
t11 | . | w11 | 139.49 | 4.4569 | t11 | . | w11 | 166.498 | -12.0747
t11 | . | w12 | 40.7104 | 0 | t11 | . | w12 | 86.8521 | -108.193
t11 | . | w13 | 21.8823 | 0 | t11 | . | w13 | 114.6831 | -83.0603
t11 | . | w14 | 8.8254 | 0 | t11 | . | w14 | 30.4376 | -22.7372
t11 | . | w15 | 63.6422 | 0 | t11 | . | w15 | 132.4584 | -128.9324
t11 | . | w16 | 51.5321 | 0 | t11 | . | w16 | 46.6511 | -68.712
t11 | . | w17 | 128.3624 | 10.3046 | t11 | . | w17 | 69.7582 | -44.3922
t11 | . | w18 | 175.8872 | 13.3703 | t11 | . | w18 | 84.1061 | -85.6494
t11 | . | w19 | 12.1422 | 0 | t11 | . | w19 | 24.4368 | -30.4938
t12 | . | w1 | 148.3529 | 1.8495 | t12 | . | w1 | 53.3457 | -69.0084
t12 | . | w2 | 31.2495 | 0 | t12 | . | w2 | 65.2131 | -26.3622
t12 | . | w3 | 63.0648 | 0 | t12 | . | w3 | 259.2016 | -73.9004
t12 | . | w4 | 35.4518 | 0 | t12 | . | w4 | 303.5831 | -85.6768
t12 | . | w5 | 48.1926 | 0 | t12 | . | w5 | 143.2277 | -133.2003
t12 | . | w6 | 103.8054 | 0 | t12 | . | w6 | 230.8589 | -145.6272
t12 | . | w7 | 60.9014 | 0 | t12 | . | w7 | 245.5455 | -47.2603
t12 | . | w8 | 47.213 | 0 | t12 | . | w8 | 173.7955 | -96.2349
t12 | . | w9 | 39.2686 | 0 | t12 | . | w9 | 84.503 | -59.5209
t12 | . | w10 | 34.5385 | 0 | t12 | . | w10 | 32.6128 | -18.597
t12 | . | w11 | 180.5952 | 16.2927 | t12 | . | w11 | 106.3052 | -22.7043
t12 | . | w12 | 40.7104 | 0.0123 | t12 | . | w12 | 157.5658 | -38.0157
t12 | . | w13 | 34.8348 | 0 | t12 | . | w13 | 133.4465 | -22.9288
t12 | . | w14 | 9.4106 | 0 | t12 | . | w14 | 30.9203 | -13.4618
t12 | . | w15 | 61.4641 | 0 | t12 | . | w15 | 170.8709 | -54.1036
t12 | . | w16 | 51.5321 | 0 | t12 | . | w16 | 97.6238 | -53.7532
t12 | . | w17 | 127.2028 | 10.3046 | t12 | . | w17 | 81.5465 | -57.7674
t12 | . | w18 | 196.0488 | 21.4699 | t12 | . | w18 | 19.8199 | -73.9415
t12 | . | w19 | 14.3769 | 0 | t12 | . | w19 | 39.5275 | -17.1053
t13 | . | w1 | 193.9391 | 7.5632 | t13 | . | w1 | 186.5276 | -82.9153
t13 | . | w2 | 34.6615 | 0 | t13 | . | w2 | 181.2819 | -65.2131
t13 | . | w3 | 60.0296 | 0 | t13 | . | w3 | 362.2773 | -230.5516
t13 | . | w4 | 38.0773 | 0 | t13 | . | w4 | 430.5631 | -175.9265
t13 | . | w5 | 48.1926 | 0 | t13 | . | w5 | 172.1006 | -150.9123
t13 | . | w6 | 103.8054 | 0 | t13 | . | w6 | 372.7669 | -73.8879
t13 | . | w7 | 60.9014 | 0 | t13 | . | w7 | 455.6872 | -179.2051
t13 | . | w8 | 66.283 | 0 | t13 | . | w8 | 191.7273 | -146.4715
t13 | . | w9 | 39.2686 | 0 | t13 | . | w9 | 232.6552 | -118.6919
t13 | . | w10 | 53.0161 | 0 | t13 | . | w10 | 91.8885 | -80.9652
t13 | . | w11 | 191.8107 | 24.1988 | t13 | . | w11 | 235.7433 | -172.4933
t13 | . | w12 | 107.6225 | 0.71317 | t13 | . | w12 | 276.7716 | -75.0982
t13 | . | w13 | 59.8766 | 3.7988 | t13 | . | w13 | 257.6777 | -43.2696
t13 | . | w14 | 9.4106 | 0 | t13 | . | w14 | 132.9814 | -21.8518
t13 | . | w15 | 76.5762 | 0 | t13 | . | w15 | 507.6201 | -88.6222
t13 | . | w16 | 48.8078 | 0 | t13 | . | w16 | 415.4223 | 0
t13 | . | w17 | 147.3243 | 29.6896 | t13 | . | w17 | 115.4659 | -49.8749
t13 | . | w18 | 237.6886 | 20.8575 | t13 | . | w18 | 148.2068 | -198.438
t13 | . | w19 | 13.7899 | 0 | t13 | . | w19 | 119.2381 | -32.6589
t14 | . | w1 | 210.0822 | 9.3751 | t14 | . | w1 | 178.3777 | -60.215
t14 | . | w2 | 39.3524 | 0 | t14 | . | w2 | 76.7843 | -62.0142
t14 | . | w3 | 94.3109 | 0 | t14 | . | w3 | 416.8552 | -219.2612
t14 | . | w4 | 61.9256 | 0 | t14 | . | w4 | 352.2341 | -208.4572
t14 | . | w5 | 37.1926 | 0 | t14 | . | w5 | 164.7353 | -76.9309
t14 | . | w6 | 82.3059 | 0 | t14 | . | w6 | 338.767 | -132.5994
t14 | . | w7 | 60.9014 | 0 | t14 | . | w7 | 266.5426 | -146.445
t14 | . | w8 | 91.283 | 0 | t14 | . | w8 | 185.0591 | -82.5582
t14 | . | w9 | 39.2686 | 0 | t14 | . | w9 | 118.6919 | -62.1382
t14 | . | w10 | 53.0161 | 0.63085 | t14 | . | w10 | 68.2699 | -19.484
t14 | . | w11 | 276.0061 | 23.7096 | t14 | . | w11 | 172.4933 | 0
t14 | . | w12 | 133.4734 | 8.6158 | t14 | . | w12 | 91.5014 | -67.4966
t14 | . | w13 | 58.4363 | 3.457 | t14 | . | w13 | 74.3024 | 0
t14 | . | w14 | 13.3291 | 0 | t14 | . | w14 | 80.2442 | -22.7372
t14 | . | w15 | 112.7428 | 13.8611 | t14 | . | w15 | 251.8708 | -70.0303
t14 | . | w16 | 60.3407 | 0 | t14 | . | w16 | 246.5498 | -68.712
t14 | . | w17 | 147.3243 | 26.1352 | t14 | . | w17 | 36.6571 | -48.7218
t14 | . | w18 | 237.6886 | 20.8575 | t14 | . | w18 | 121.9021 | -73.9415
t14 | . | w19 | 13.7899 | 0 | t14 | . | w19 | 60.4145 | -20.9802
t15 | . | w1 | 199.2068 | 9.3751 | t15 | . | w1 | 76.7028 | -118.1627
t15 | . | w2 | 38.9358 | 0 | t15 | . | w2 | 85.02 | -64.5927
t15 | . | w3 | 82.9902 | 0 | t15 | . | w3 | 304.452 | -259.2016
t15 | . | w4 | 124.1977 | 0 | t15 | . | w4 | 241.0988 | -243.5526
t15 | . | w5 | 37.1926 | 0 | t15 | . | w5 | 156.0271 | -90.1987
t15 | . | w6 | 88.1462 | 0 | t15 | . | w6 | 178.5847 | -233.8086
t15 | . | w7 | 60.9014 | 0 | t15 | . | w7 | 195.586 | -572.4644
t15 | . | w8 | 102.5122 | 0 | t15 | . | w8 | 69.8745 | -49.8792
t15 | . | w9 | 35.2175 | 0 | t15 | . | w9 | 85.323 | -120.4195
t15 | . | w10 | 44.004 | 0.63085 | t15 | . | w10 | 67.782 | -19.0923
t15 | . | w11 | 276.0061 | 23.7096 | t15 | . | w11 | 116.4862 | -19.9283
t15 | . | w12 | 133.4734 | 18.1325 | t15 | . | w12 | 64.6741 | -34.8377
t15 | . | w13 | 54.5094 | 2.6157 | t15 | . | w13 | 60.2672 | -22.2242
t15 | . | w14 | 31.848 | 1.6904 | t15 | . | w14 | 33.4047 | -26.7216
t15 | . | w15 | 184.8167 | 25.8437 | t15 | . | w15 | 168.325 | -79.7028
t15 | . | w16 | 78.1318 | 0 | t15 | . | w16 | 157.0786 | -81.8998
t15 | . | w17 | 141.5187 | 10.3046 | t15 | . | w17 | 40.6685 | -33.9194
t15 | . | w18 | 238.91 | 22.5159 | t15 | . | w18 | 73.9415 | -59.6727
t15 | . | w19 | 14.3815 | 0 | t15 | . | w19 | 22.3197 | -49.7642
t16 | . | w1 | 121.1236 | 3.3997 | t16 | . | w1 | 156.2261 | -18.9274
t16 | . | w2 | 32.8142 | 0 | t16 | . | w2 | 41.1324 | -127.217
t16 | . | w3 | 81.1189 | 0 | t16 | . | w3 | 236.4351 | -291.8749
t16 | . | w4 | 107.4278 | 0 | t16 | . | w4 | 321.8994 | -312.6261
t16 | . | w5 | 25.083 | 0 | t16 | . | w5 | 102.1398 | -140.2832
t16 | . | w6 | 92.8667 | 0 | t16 | . | w6 | 219.8158 | -209.8688
t16 | . | w7 | 93.5165 | 0 | t16 | . | w7 | 189.6459 | -296.193
t16 | . | w8 | 59.8751 | 0 | t16 | . | w8 | 196.7494 | -168.3684
t16 | . | w9 | 48.9758 | 0 | t16 | . | w9 | 80.7612 | -64.4711
t16 | . | w10 | 44.004 | 0.63085 | t16 | . | w10 | 41.8781 | -81.3854
t16 | . | w11 | 192.4532 | 20.8752 | t16 | . | w11 | 106.261 | -107.5294
t16 | . | w12 | 151.0214 | 15.029 | t16 | . | w12 | 63.2255 | -161.6337
t16 | . | w13 | 54.5094 | 2.9953 | t16 | . | w13 | 17.341 | -20.5315
t16 | . | w14 | 32.6049 | 1.835 | t16 | . | w14 | 38.3094 | -26.8227
t16 | . | w15 | 148.1217 | 25.425 | t16 | . | w15 | 168.325 | -241.5545
t16 | . | w16 | 53.4048 | 0 | t16 | . | w16 | 118.2879 | -224.8858
t16 | . | w17 | 144.4005 | 18.2036 | t16 | . | w17 | 69.7582 | -29.0897
t16 | . | w18 | 188.3393 | 22.1517 | t16 | . | w18 | 114.332 | -84.1061
t16 | . | w19 | 14.3393 | 0 | t16 | . | w19 | 34.2497 | -43.0908
t17 | . | w1 | 239.3529 | 12.588 | t17 | . | w1 | 187.9645 | -19.8295
t17 | . | w2 | 36.0128 | 0 | t17 | . | w2 | 86.3735 | -60.3481
t17 | . | w3 | 81.1189 | 0 | t17 | . | w3 | 202.9853 | -210.528
t17 | . | w4 | 64.6487 | 0 | t17 | . | w4 | 336.8774 | -231.59
t17 | . | w5 | 19.3785 | 0 | t17 | . | w5 | 181.634 | -68.7086
t17 | . | w6 | 78.412 | 0 | t17 | . | w6 | 252.4726 | -171.839
t17 | . | w7 | 93.5165 | 0 | t17 | . | w7 | 279.3734 | -152.4168
t17 | . | w8 | 43.8622 | 0 | t17 | . | w8 | 213.5223 | -43.3405
t17 | . | w9 | 32.5782 | 0 | t17 | . | w9 | 178.9198 | -56.5339
t17 | . | w10 | 89.1294 | 16.2532 | t17 | . | w10 | 6.7623 | -65.5163
t17 | . | w11 | 276.0061 | 40.8585 | t17 | . | w11 | 58.0476 | -193.7303
t17 | . | w12 | 151.0214 | 15.029 | t17 | . | w12 | 57.4832 | -82.3523
t17 | . | w13 | 123.0968 | 11.8174 | t17 | . | w13 | 0.48223 | -96.8413
t17 | . | w14 | 28.6846 | 0 | t17 | . | w14 | 14.7364 | -33.4047
t17 | . | w15 | 180.7407 | 25.425 | t17 | . | w15 | 119.4124 | -128.9324
t17 | . | w16 | 78.1318 | 0 | t17 | . | w16 | 136.5266 | -172.0577
t17 | . | w17 | 147.1006 | 50.7761 | t17 | . | w17 | 36.6571 | -66.2099
t17 | . | w18 | 272.806 | 31.1801 | t17 | . | w18 | 103.9259 | -94.5121
t17 | . | w19 | 24.0106 | 0 | t17 | . | w19 | 44.3162 | -32.6589
t18 | . | w1 | 272.1808 | 38.473 | t18 | . | w1 | 58.9089 | -59.8121
t18 | . | w2 | 43.1356 | 0 | t18 | . | w2 | 85.02 | -90.8248
t18 | . | w3 | 81.1189 | 0 | t18 | . | w3 | 259.2016 | -234.8057
t18 | . | w4 | 54.3968 | 0 | t18 | . | w4 | 321.8994 | -177.7947
t18 | . | w5 | 28.8923 | 0 | t18 | . | w5 | 140.7342 | -145.49
t18 | . | w6 | 110.4351 | 0 | t18 | . | w6 | 219.8158 | -291.3204
t18 | . | w7 | 121.1701 | 0 | t18 | . | w7 | 197.1091 | -226.712
t18 | . | w8 | 43.8622 | 0 | t18 | . | w8 | 118.5284 | -153.0369
t18 | . | w9 | 73.7167 | 0 | t18 | . | w9 | 110.6655 | -136.9343
t18 | . | w10 | 128.5484 | 31.2662 | t18 | . | w10 | 38.8601 | -71.1891
t18 | . | w11 | 276.0061 | 40.8585 | t18 | . | w11 | 106.261 | -176.7155
t18 | . | w12 | 179.5589 | 41.8927 | t18 | . | w12 | 54.5868 | -88.7803
t18 | . | w13 | 222.0108 | 42.3625 | t18 | . | w13 | 88.0327 | -119.6388
t18 | . | w14 | 43.4671 | 2.7073 | t18 | . | w14 | 21.7957 | -55.2565
t18 | . | w15 | 317.6015 | 58.9923 | t18 | . | w15 | 132.4584 | -162.3609
t18 | . | w16 | 155.0219 | 11.2944 | t18 | . | w16 | 90.1578 | -134.728
t18 | . | w17 | 146.6907 | 38.5676 | t18 | . | w17 | 38.4244 | -79.5101
t18 | . | w18 | 277.8555 | 62.3525 | t18 | . | w18 | 97.9385 | -84.1061
t18 | . | w19 | 43.3254 | 7.5428 | t18 | . | w19 | 24.1197 | -30.3391
t19 | . | w1 | 289.424 | 46.9507 | t19 | . | w1 | 286.1161 | -130.2422
t19 | . | w2 | 73.0401 | 0 | t19 | . | w2 | 269.3112 | -21.7809
t19 | . | w3 | 94.2415 | 0 | t19 | . | w3 | 521.7552 | -228.9643
t19 | . | w4 | 74.1453 | 0 | t19 | . | w4 | 494.0329 | -234.2956
t19 | . | w5 | 48.1926 | 0 | t19 | . | w5 | 267.6037 | -175.2123
t19 | . | w6 | 192.6624 | 12.3783 | t19 | . | w6 | 544.0536 | -349.1416
t19 | . | w7 | 125.9688 | 0 | t19 | . | w7 | 570.4761 | -177.3162
t19 | . | w8 | 68.2516 | 0 | t19 | . | w8 | 259.0796 | -213.5223
t19 | . | w9 | 73.7167 | 0 | t19 | . | w9 | 295.2951 | -135.5362
t19 | . | w10 | 128.5484 | 26.4421 | t19 | . | w10 | 137.3407 | -39.6517
t19 | . | w11 | 288.2257 | 47.1511 | t19 | . | w11 | 272.1824 | -106.261
t19 | . | w12 | 163.5501 | 25.9404 | t19 | . | w12 | 250.3868 | -19.8347
t19 | . | w13 | 225.0278 | 42.3625 | t19 | . | w13 | 216.4801 | -79.8631
t19 | . | w14 | 42.1929 | 2.7073 | t19 | . | w14 | 97.5673 | -13.0657
t19 | . | w15 | 379.5452 | 103.5713 | t19 | . | w15 | 432.7588 | -15.2888
t19 | . | w16 | 198.2022 | 48.9288 | t19 | . | w16 | 506.8887 | -159.8852
t19 | . | w17 | 147.1006 | 50.7761 | t19 | . | w17 | 119.3651 | -36.404
t19 | . | w18 | 209.8491 | 23.7439 | t19 | . | w18 | 294.4797 | -156.1736
t19 | . | w19 | 74.8181 | 11.5241 | t19 | . | w19 | 103.5056 | -17.2078
t20 | . | w1 | 295.9982 | 88.0971 | t20 | . | w1 | 138.7725 | -122.4147
t20 | . | w2 | 103.1462 | 7.1825 | t20 | . | w2 | 109.6672 | -134.257
t20 | . | w3 | 162.8753 | 0 | t20 | . | w3 | 190.2779 | -217.6283
t20 | . | w4 | 171.2469 | 0 | t20 | . | w4 | 244.7527 | -219.1132
t20 | . | w5 | 60.8877 | 0 | t20 | . | w5 | 140.2832 | -133.2003
t20 | . | w6 | 234.2898 | 22.1932 | t20 | . | w6 | 183.7702 | -117.5058
t20 | . | w7 | 125.9688 | 0 | t20 | . | w7 | 230.5006 | -209.6413
t20 | . | w8 | 102.5122 | 0 | t20 | . | w8 | 153.0369 | -105.8577
t20 | . | w9 | 71.5253 | 2.5632 | t20 | . | w9 | 58.2814 | -42.436
t20 | . | w10 | 143.5914 | 31.2662 | t20 | . | w10 | 48.917 | -54.5997
t20 | . | w11 | 289.7183 | 47.1511 | t20 | . | w11 | 117.8931 | -109.7276
t20 | . | w12 | 173.1245 | 43.7204 | t20 | . | w12 | 3.7876 | -60.7174
t20 | . | w13 | 243.442 | 42.3625 | t20 | . | w13 | 17.1601 | -52.246
t20 | . | w14 | 63.9256 | 8.9298 | t20 | . | w14 | 5.0965 | -33.2423
t20 | . | w15 | 312.2337 | 65.9054 | t20 | . | w15 | 16.4264 | -95.3412
t20 | . | w16 | 266.8889 | 78.1194 | t20 | . | w16 | 82.3176 | -96.7336
t20 | . | w17 | 147.6817 | 50.7761 | t20 | . | w17 | 8.1469 | -45.3442
t20 | . | w18 | 209.8491 | 20.0044 | t20 | . | w18 | 172.042 | -76.6431
t20 | . | w19 | 106.8062 | 17.438 | t20 | . | w19 | 9.0924 | -24.1197
t21 | . | w1 | 296.5834 | 91.3848 | t21 | . | w1 | 113.8327 | -72.403
t21 | . | w2 | 125.0321 | 13.2037 | t21 | . | w2 | 55.4768 | -90.8248
t21 | . | w3 | 196.7073 | 26.3122 | t21 | . | w3 | 190.2779 | -234.8057
t21 | . | w4 | 199.0474 | 8.4993 | t21 | . | w4 | 240.294 | -316.8777
t21 | . | w5 | 90.9966 | 0 | t21 | . | w5 | 133.082 | -158.3909
t21 | . | w6 | 384.9243 | 31.1603 | t21 | . | w6 | 144.5306 | -233.8086
t21 | . | w7 | 221.8198 | 19.2235 | t21 | . | w7 | 166.339 | -91.135
t21 | . | w8 | 91.283 | 0 | t21 | . | w8 | 118.5284 | -101.0983
t21 | . | w9 | 120.4621 | 10.91 | t21 | . | w9 | 47.7886 | -84.8743
t21 | . | w10 | 142.7964 | 33.0153 | t21 | . | w10 | 43.9218 | -48.4859
t21 | . | w11 | 289.7183 | 47.1511 | t21 | . | w11 | 79.9864 | -114.4456
t21 | . | w12 | 215.1899 | 71.3403 | t21 | . | w12 | 60.7174 | -4.66
t21 | . | w13 | 268.09 | 67.1332 | t21 | . | w13 | 57.1424 | -17.7313
t21 | . | w14 | 135.6126 | 58.2419 | t21 | . | w14 | 37.4289 | -44.533
t21 | . | w15 | 398.5169 | 162.0596 | t21 | . | w15 | 119.4124 | -95.3412
t21 | . | w16 | 362.9023 | 126.4459 | t21 | . | w16 | 136.0625 | -126.4577
t21 | . | w17 | 147.7638 | 50.7761 | t21 | . | w17 | 20.8029 | -49.9554
t21 | . | w18 | 217.471 | 22.5159 | t21 | . | w18 | 70.8856 | -65.3297
t21 | . | w19 | 108.1681 | 17.438 | t21 | . | w19 | 9.0924 | -53.4086
t22 | . | w1 | 296.5834 | 91.3848 | t22 | . | w1 | 112.6534 | -174.9883
t22 | . | w2 | 162.5084 | 24.3413 | t22 | . | w2 | 61.5597 | -141.8504
t22 | . | w3 | 248.5572 | 25.7258 | t22 | . | w3 | 104.5339 | -312.0048
t22 | . | w4 | 233.9788 | 29.6059 | t22 | . | w4 | 183.7786 | -218.7418
t22 | . | w5 | 96.7706 | 1.2493 | t22 | . | w5 | 153.206 | -64.3908
t22 | . | w6 | 451.4137 | 31.1603 | t22 | . | w6 | 125.1659 | -194.569
t22 | . | w7 | 234.7627 | 28.7354 | t22 | . | w7 | 109.7241 | -544.6952
t22 | . | w8 | 119.2858 | 5.5247 | t22 | . | w8 | 123.4102 | -185.9209
t22 | . | w9 | 152.7292 | 14.9498 | t22 | . | w9 | 85.323 | -84.8743
t22 | . | w10 | 143.5914 | 44.7793 | t22 | . | w10 | 87.1114 | -19.1749
t22 | . | w11 | 290.9701 | 57.7961 | t22 | . | w11 | 97.0677 | -79.9864
t22 | . | w12 | 212.4189 | 59.3461 | t22 | . | w12 | 9.1491 | -59.473
t22 | . | w13 | 285.233 | 96.4826 | t22 | . | w13 | 17.7313 | -71.4135
t22 | . | w14 | 117.3288 | 36.4307 | t22 | . | w14 | 4.6421 | -14.7364
t22 | . | w15 | 507.0189 | 218.3923 | t22 | . | w15 | 108.1251 | -83.5459
t22 | . | w16 | 312.7145 | 81.8347 | t22 | . | w16 | 32.5418 | -96.7336
t22 | . | w17 | 148.4132 | 50.7761 | t22 | . | w17 | 2.3333 | -38.6987
t22 | . | w18 | 228.683 | 22.5159 | t22 | . | w18 | 70.8856 | -100.6367
t22 | . | w19 | 123.5993 | 17.438 | t22 | . | w19 | 21.9965 | -31.4121
t23 | . | w1 | 295.6049 | 81.1058 | t23 | . | w1 | 106.6966 | -63.7379
t23 | . | w2 | 176.1585 | 24.3413 | t23 | . | w2 | 109.6672 | -83.8084
t23 | . | w3 | 213.3311 | 25.6613 | t23 | . | w3 | 197.5768 | -335.0855
t23 | . | w4 | 232.7111 | 33.5515 | t23 | . | w4 | 109.2786 | -288.3851
t23 | . | w5 | 90.9966 | 1.2493 | t23 | . | w5 | 201.8915 | -173.5182
t23 | . | w6 | 427.0576 | 37.8092 | t23 | . | w6 | 79.6665 | -252.4726
t23 | . | w7 | 240.3082 | 28.7354 | t23 | . | w7 | 109.7241 | -179.2051
t23 | . | w8 | 102.5021 | 5.603 | t23 | . | w8 | 136.5843 | -142.5804
t23 | . | w9 | 177.6264 | 14.9498 | t23 | . | w9 | 110.6655 | -99.2437
t23 | . | w10 | 143.5914 | 34.9949 | t23 | . | w10 | 10.9247 | -75.5924
t23 | . | w11 | 290.9701 | 48.2333 | t23 | . | w11 | 17.8223 | -170.3731
t23 | . | w12 | 179.5589 | 43.7204 | t23 | . | w12 | 0.87247 | -86.9093
t23 | . | w13 | 245.9651 | 45.3821 | t23 | . | w13 | 14.3735 | -43.2696
t23 | . | w14 | 83.1571 | 10.2254 | t23 | . | w14 | 9.6173 | -30.6843
t23 | . | w15 | 412.2001 | 148.7837 | t23 | . | w15 | 1.0685 | -112.6221
t23 | . | w16 | 244.9941 | 75.0383 | t23 | . | w16 | 21.0162 | -126.4577
t23 | . | w17 | 148.4132 | 54.6 | t23 | . | w17 | 66.1416 | -49.9554
t23 | . | w18 | 274.7923 | 66.3045 | t23 | . | w18 | 85.1496 | -114.332
t23 | . | w19 | 127.0504 | 37.8671 | t23 | . | w19 | 30.3391 | -27.9403
t24 | . | w1 | 294.9089 | 81.1058 | t24 | . | w1 | 156.2261 | -139.6486
t24 | . | w2 | 176.1585 | 46.6418 | t24 | . | w2 | 62.0142 | -77.2577
t24 | . | w3 | 180.1843 | 5.5597 | t24 | . | w3 | 199.7662 | -391.1815
t24 | . | w4 | 171.2469 | 5.0023 | t24 | . | w4 | 185.1821 | -423.6897
t24 | . | w5 | 102.7831 | 2.3906 | t24 | . | w5 | 123.734 | -213.4411
t24 | . | w6 | 402.2737 | 31.1603 | t24 | . | w6 | 75.1272 | -241.1105
t24 | . | w7 | 234.7627 | 28.7354 | t24 | . | w7 | 77.961 | -331.5465
t24 | . | w8 | 194.7366 | 6.1322 | t24 | . | w8 | 123.1495 | -185.9209
t24 | . | w9 | 178.5701 | 14.9498 | t24 | . | w9 | 40.9623 | -201.9791
t24 | . | w10 | 143.5914 | 30.2136 | t24 | . | w10 | 9.5259 | -54.5997
t24 | . | w11 | 289.7183 | 43.2643 | t24 | . | w11 | 98.6639 | -96.8744
t24 | . | w12 | 167.9807 | 60.3015 | t24 | . | w12 | 0.51734 | -70.875
t24 | . | w13 | 209.6272 | 36.9836 | t24 | . | w13 | 65.8085 | -60.8388
t24 | . | w14 | 61.3089 | 8.939 | t24 | . | w14 | 21.7957 | -21.7957
t24 | . | w15 | 316.1531 | 75.8592 | t24 | . | w15 | 43.8362 | -48.6505
t24 | . | w16 | 205.205 | 65.1438 | t24 | . | w16 | 7.1881 | -68.712
t24 | . | w17 | 147.6817 | 47.5094 | t24 | . | w17 | 48.7218 | -30.2473
t24 | . | w18 | 266.2521 | 59.5649 | t24 | . | w18 | 153.3595 | -125.0024
t24 | . | w19 | 108.1681 | 17.438 | t24 | . | w19 | 24.1197 | -31.4121
t25 | . | w1 | 289.0762 | 43.1585 | t25 | . | w1 | 249.2792 | -1.5637
t25 | . | w2 | 176.1585 | 34.6592 | t25 | . | w2 | 221.4703 | -43.968
t25 | . | w3 | 154.3664 | 4.4836 | t25 | . | w3 | 503.3168 | 1.6245
t25 | . | w4 | 171.2469 | 5.0023 | t25 | . | w4 | 519.9048 | -19.0749
t25 | . | w5 | 79.4373 | 0.36522 | t25 | . | w5 | 287.4282 | -32.0909
t25 | . | w6 | 461.8297 | 31.1603 | t25 | . | w6 | 479.8927 | -6.7592
t25 | . | w7 | 404.202 | 130.1909 | t25 | . | w7 | 585.2538 | -68.5028
t25 | . | w8 | 153.6837 | 6.1322 | t25 | . | w8 | 284.248 | -43.4998
t25 | . | w9 | 252.1858 | 73.1158 | t25 | . | w9 | 288.7181 | -13.7628
t25 | . | w10 | 143.5914 | 39.1799 | t25 | . | w10 | 116.8208 | -21.0547
t25 | . | w11 | 289.7183 | 51.7537 | t25 | . | w11 | 240.812 | -104.3008
t25 | . | w12 | 167.9807 | 57.493 | t25 | . | w12 | 169.0447 | -0.69059
t25 | . | w13 | 206.4853 | 31.3779 | t25 | . | w13 | 79.4612 | -3.2554
t25 | . | w14 | 64.8768 | 8.5062 | t25 | . | w14 | 110.8778 | -3.4289
t25 | . | w15 | 271.363 | 55.0702 | t25 | . | w15 | 293.3639 | -5.8112
t25 | . | w16 | 196.1483 | 56.1517 | t25 | . | w16 | 426.1963 | -44.5665
t25 | . | w17 | 147.6817 | 36.1549 | t25 | . | w17 | 128.5669 | -5.0801
t25 | . | w18 | 266.2521 | 36.8744 | t25 | . | w18 | 264.9139 | -28.0791
t25 | . | w19 | 57.1118 | 9.0992 | t25 | . | w19 | 58.7902 | -1.4366
t26 | . | w1 | 232.3846 | 39.4319 | t26 | . | w1 | 14.2665 | -159.2003
t26 | . | w2 | 81.188 | 6.8702 | t26 | . | w2 | 13.5671 | -24.3076
t26 | . | w3 | 154.3664 | 0 | t26 | . | w3 | 8.5529 | -38.6864
t26 | . | w4 | 161.4253 | 0 | t26 | . | w4 | 36.3835 | -48.474
t26 | . | w5 | 67.4148 | 0 | t26 | . | w5 | 90.1987 | -165.3351
t26 | . | w6 | 461.8297 | 31.1603 | t26 | . | w6 | 11.9582 | -79.6665
t26 | . | w7 | 283.8687 | 87.1742 | t26 | . | w7 | 6.7754 | -217.5374
t26 | . | w8 | 111.5004 | 3.4561 | t26 | . | w8 | 54.6152 | -85.8102
t26 | . | w9 | 271.8968 | 80.9046 | t26 | . | w9 | 6.6072 | -56.0145
t26 | . | w10 | 148.2083 | 65.2483 | t26 | . | w10 | 21.0547 | -71.1891
t26 | . | w11 | 290.9701 | 55.6716 | t26 | . | w11 | 2.4623 | -172.8663
t26 | . | w12 | 149.4544 | 22.3004 | t26 | . | w12 | 0.14309 | -19.5581
t26 | . | w13 | 184.015 | 20.5127 | t26 | . | w13 | 0 | -83.3777
t26 | . | w14 | 52.0371 | 3.5296 | t26 | . | w14 | 1.3319 | -59.2246
t26 | . | w15 | 194.7491 | 37.7247 | t26 | . | w15 | 0.88813 | -48.6505
t26 | . | w16 | 189.3571 | 36.2463 | t26 | . | w16 | 14.9778 | -201.9919
t26 | . | w17 | 147.6817 | 33.1581 | t26 | . | w17 | 4.7715 | -82.6412
t26 | . | w18 | 245.5873 | 22.5159 | t26 | . | w18 | 18.6825 | -76.2957
t26 | . | w19 | 89.2842 | 11.4021 | t26 | . | w19 | 0.82007 | -19.2628
t27 | . | w1 | 148.3529 | 0 | t27 | . | w1 | 62.7275 | -159.2003
t27 | . | w2 | 91.1842 | 13.2037 | t27 | . | w2 | 18.8425 | -13.5671
t27 | . | w3 | 142.7253 | 1.8224 | t27 | . | w3 | 48.564 | -58.8164
t27 | . | w4 | 124.1977 | 0.2277 | t27 | . | w4 | 61.4323 | -62.4993
t27 | . | w5 | 90.9966 | 0 | t27 | . | w5 | 40.8997 | -184.5116
t27 | . | w6 | 295.4378 | 25.3712 | t27 | . | w6 | 101.7919 | -95.5932
t27 | . | w7 | 234.7627 | 28.7354 | t27 | . | w7 | 281.7702 | -134.4374
t27 | . | w8 | 99.7972 | 0 | t27 | . | w8 | 25.1193 | -132.9894
t27 | . | w9 | 235.6427 | 56.9484 | t27 | . | w9 | 32.6609 | -79.5216
t27 | . | w10 | 147.2882 | 54.2244 | t27 | . | w10 | 78.228 | -77.6916
t27 | . | w11 | 295.7822 | 64.1412 | t27 | . | w11 | 148.0878 | -143.7937
t27 | . | w12 | 215.1899 | 92.2596 | t27 | . | w12 | 18.1683 | -42.0582
t27 | . | w13 | 172.0331 | 22.8205 | t27 | . | w13 | 22.5389 | -91.945
t27 | . | w14 | 30.4043 | 2.148 | t27 | . | w14 | 11.5878 | -29.4503
t27 | . | w15 | 130.5324 | 24.7442 | t27 | . | w15 | 55.7865 | -108.1251
t27 | . | w16 | 229.7372 | 37.3819 | t27 | . | w16 | 82.3176 | -136.5266
t27 | . | w17 | 143.7152 | 16.911 | t27 | . | w17 | 19.8028 | -74.3334
t27 | . | w18 | 128.9809 | 18.5119 | t27 | . | w18 | 38.8471 | -84.1061
t27 | . | w19 | 41.9217 | 5.9128 | t27 | . | w19 | 3.9106 | -14.7952
t28 | . | w1 | 82.0016 | 0 | t28 | . | w1 | 107.7052 | -106.6966
t28 | . | w2 | 128.3569 | 13.2037 | t28 | . | w2 | 17.3453 | -56.8117
t28 | . | w3 | 156.0917 | 5.1225 | t28 | . | w3 | 47.4804 | -123.744
t28 | . | w4 | 169.0281 | 5.0023 | t28 | . | w4 | 48.474 | -220.9815
t28 | . | w5 | 102.7831 | 1.2493 | t28 | . | w5 | 63.1954 | -96.931
t28 | . | w6 | 221.4727 | 13.3254 | t28 | . | w6 | 4.6108 | -176.9498
t28 | . | w7 | 202.9351 | 24.8732 | t28 | . | w7 | 37.097 | -96.1698
t28 | . | w8 | 131.2098 | 5.4961 | t28 | . | w8 | 59.7159 | -82.5582
t28 | . | w9 | 235.6427 | 80.6337 | t28 | . | w9 | 42.436 | -32.2937
t28 | . | w10 | 148.2087 | 90.0859 | t28 | . | w10 | 16.1569 | -28.865
t28 | . | w11 | 295.5957 | 91.8115 | t28 | . | w11 | 52.7546 | -171.87
t28 | . | w12 | 64.0533 | 0.94409 | t28 | . | w12 | 15.425 | -14.4025
t28 | . | w13 | 209.6272 | 37.5873 | t28 | . | w13 | 14.3735 | -39.6989
t28 | . | w14 | 19.049 | 0 | t28 | . | w14 | 26.7216 | -23.625
t28 | . | w15 | 271.363 | 56.1146 | t28 | . | w15 | 24.0713 | -79.7028
t28 | . | w16 | 170.3967 | 37.3819 | t28 | . | w16 | 110.1094 | -159.8852
t28 | . | w17 | 122.2669 | 10.3046 | t28 | . | w17 | 64.8122 | -48.3764
t28 | . | w18 | 87.4881 | 5.5449 | t28 | . | w18 | 79.7435 | -59.7651
t28 | . | w19 | 27.2802 | 2.0161 | t28 | . | w19 | 6.9119 | -30.3391
t29 | . | w1 | 217.609 | 8.9833 | t29 | . | w1 | 128.1524 | -148.0907
t29 | . | w2 | 81.188 | 7.2121 | t29 | . | w2 | 24.3076 | -65.2131
t29 | . | w3 | 164.5827 | 21.0305 | t29 | . | w3 | 103.7876 | -123.744
t29 | . | w4 | 278.461 | 35.3694 | t29 | . | w4 | 220.9815 | -191.8055
t29 | . | w5 | 90.9966 | 2.3906 | t29 | . | w5 | 90.1987 | -182.4898
t29 | . | w6 | 399.2884 | 31.1603 | t29 | . | w6 | 67.2783 | -114.845
t29 | . | w7 | 178.7178 | 11.374 | t29 | . | w7 | 61.4398 | -209.5399
t29 | . | w8 | 159.9744 | 5.4961 | t29 | . | w8 | 103.131 | -142.5804
t29 | . | w9 | 139.3619 | 13.5667 | t29 | . | w9 | 40.3366 | -41.6656
t29 | . | w10 | 144.4249 | 49.0466 | t29 | . | w10 | 34.0123 | -39.6517
t29 | . | w11 | 290.9701 | 46.1862 | t29 | . | w11 | 70.9617 | -170.3367
t29 | . | w12 | 61.6894 | 0 | t29 | . | w12 | 25.8798 | -14.3807
t29 | . | w13 | 105.3996 | 9.3414 | t29 | . | w13 | 43.1071 | -88.0327
t29 | . | w14 | 15.6355 | 0 | t29 | . | w14 | 21.7957 | -30.6843
t29 | . | w15 | 113.2952 | 21.3614 | t29 | . | w15 | 43.8362 | -13.4132
t29 | . | w16 | 107.5885 | 7.7913 | t29 | . | w16 | 86.6646 | -45.6
t29 | . | w17 | 147.6817 | 26.1352 | t29 | . | w17 | 111.5487 | -81.5465
t29 | . | w18 | 64.5294 | 0 | t29 | . | w18 | 116.7071 | -84.0765
t29 | . | w19 | 18.6696 | 0 | t29 | . | w19 | 15.0298 | -68.4359
t30 | . | w1 | 215.1777 | 7.4082 | t30 | . | w1 | 80.9228 | -153.0389
t30 | . | w2 | 81.188 | 4.1757 | t30 | . | w2 | 86.8409 | -115.1324
t30 | . | w3 | 156.0917 | 4.4836 | t30 | . | w3 | 54.7637 | -315.4548
t30 | . | w4 | 228.1641 | 33.5515 | t30 | . | w4 | 108.296 | -461.215
t30 | . | w5 | 90.9966 | 0.22311 | t30 | . | w5 | 182.4898 | -158.6509
t30 | . | w6 | 213.0082 | 24.7336 | t30 | . | w6 | 177.0078 | -379.2301
t30 | . | w7 | 148.5721 | 11.374 | t30 | . | w7 | 149.7479 | -299.9983
t30 | . | w8 | 159.9744 | 5.4961 | t30 | . | w8 | 143.6477 | -296.0921
t30 | . | w9 | 77.2402 | 1.3588 | t30 | . | w9 | 17.4993 | -118.6919
t30 | . | w10 | 96.1487 | 15.1433 | t30 | . | w10 | 4.8478 | -72.9009
t30 | . | w11 | 278.4029 | 30.7572 | t30 | . | w11 | 41.6617 | -148.0878
t30 | . | w12 | 68.9414 | 0 | t30 | . | w12 | 14.4025 | -60.7174
t30 | . | w13 | 116.2955 | 7.3436 | t30 | . | w13 | 44.9256 | -69.4061
t30 | . | w14 | 13.3553 | 0 | t30 | . | w14 | 30.6843 | -141.762
t30 | . | w15 | 184.8167 | 33.0466 | t30 | . | w15 | 16.4264 | -158.4201
t30 | . | w16 | 181.8723 | 14.6387 | t30 | . | w16 | 90.1578 | -592.5114
t30 | . | w17 | 147.6817 | 26.1352 | t30 | . | w17 | 9.4309 | -125.0287
t30 | . | w18 | 49.8366 | 0 | t30 | . | w18 | 86.3925 | -85.1496
t30 | . | w19 | 18.6696 | 0 | t30 | . | w19 | 34.2497 | -27.9403
t31 | . | w1 | 46.4933 | 0 | t31 | . | w1 | 222.0829 | -107.7052
t31 | . | w2 | 30.3271 | 0 | t31 | . | w2 | 138.5927 | -60.2773
t31 | . | w3 | 89.524 | 1.1353 | t31 | . | w3 | 329.4162 | -5.396
t31 | . | w4 | 176.2756 | 5.0023 | t31 | . | w4 | 491.2386 | -108.296
t31 | . | w5 | 79.4373 | 0 | t31 | . | w5 | 288.6717 | -165.1729
t31 | . | w6 | 213.0082 | 12.9369 | t31 | . | w6 | 413.8069 | -107.1183
t31 | . | w7 | 109.5112 | 0.13236 | t31 | . | w7 | 358.0777 | -106.3005
t31 | . | w8 | 81.8676 | 0.53439 | t31 | . | w8 | 285.6053 | -118.066
t31 | . | w9 | 62.3543 | 0 | t31 | . | w9 | 217.3289 | -32.3095
t31 | . | w10 | 51.7862 | 2.9603 | t31 | . | w10 | 130.7052 | -22.7032
t31 | . | w11 | 195.1035 | 12.9665 | t31 | . | w11 | 289.5662 | -33.72
t31 | . | w12 | 61.6894 | 3.7401 | t31 | . | w12 | 80.5521 | -0.27802
t31 | . | w13 | 117.7116 | 7.248 | t31 | . | w13 | 168.3769 | -0.12723
t31 | . | w14 | 30.3914 | 0 | t31 | . | w14 | 146.5227 | -0.38602
t31 | . | w15 | 180.7407 | 25.8691 | t31 | . | w15 | 250.5397 | -6.2773
t31 | . | w16 | 113.7321 | 6.1284 | t31 | . | w16 | 591.9771 | -12.3343
t31 | . | w17 | 144.3798 | 8.5751 | t31 | . | w17 | 123.7607 | -37.2548
t31 | . | w18 | 40.1718 | 0 | t31 | . | w18 | 144.8223 | -30.7885
t31 | . | w19 | 20.558 | 0 | t31 | . | w19 | 94.5358 | -5.0518
t32 | . | w1 | 171.1699 | 1.6009 | t32 | . | w1 | 18.8818 | -187.9645
t32 | . | w2 | 38.9358 | 0 | t32 | . | w2 | 48.1075 | -85.02
t32 | . | w3 | 85.7717 | 0 | t32 | . | w3 | 28.8677 | -112.2387
t32 | . | w4 | 116.9249 | 0 | t32 | . | w4 | 89.5079 | -135.3046
t32 | . | w5 | 28.951 | 0 | t32 | . | w5 | 105.8051 | -201.8915
t32 | . | w6 | 104.2627 | 0 | t32 | . | w6 | 31.8704 | -234.0264
t32 | . | w7 | 70.1211 | 0 | t32 | . | w7 | 61.4398 | -288.217
t32 | . | w8 | 73.5565 | 0 | t32 | . | w8 | 15.1658 | -179.197
t32 | . | w9 | 57.0688 | 0 | t32 | . | w9 | 1.6719 | -75.2659
t32 | . | w10 | 43.2488 | 4.0459 | t32 | . | w10 | 10.9247 | -56.8289
t32 | . | w11 | 173.303 | 6.1876 | t32 | . | w11 | 12.9894 | -139.682
t32 | . | w12 | 61.6894 | 0 | t32 | . | w12 | 0.29924 | -19.5581
t32 | . | w13 | 82.3112 | 2.1374 | t32 | . | w13 | 0.4019 | -2.7529
t32 | . | w14 | 17.0723 | 0 | t32 | . | w14 | 0.32235 | -61.2532
t32 | . | w15 | 180.7407 | 23.586 | t32 | . | w15 | 8.8007 | -10.9839
t32 | . | w16 | 126.1704 | 0 | t32 | . | w16 | 7.6389 | -99.6744
t32 | . | w17 | 122.2669 | 5.034 | t32 | . | w17 | 27.0524 | -47.5602
t32 | . | w18 | 27.7599 | 0 | t32 | . | w18 | 31.0147 | -86.3925
t32 | . | w19 | 28.3821 | 0 | t32 | . | w19 | 12.3508 | -21.2467
t33 | . | w1 | 247.8938 | 40.3053 | t33 | . | w1 | 109.407 | -202.231
t33 | . | w2 | 17.87 | 0 | t33 | . | w2 | 45.2412 | -81.0952
t33 | . | w3 | 85.7717 | 0 | t33 | . | w3 | 35.8016 | -197.6445
t33 | . | w4 | 116.9249 | 0 | t33 | . | w4 | 41.9798 | -309.8688
t33 | . | w5 | 19.7925 | 0 | t33 | . | w5 | 80.35 | -119.181
t33 | . | w6 | 104.2627 | 0 | t33 | . | w6 | 170.6292 | -150.9042
t33 | . | w7 | 61.4825 | 0 | t33 | . | w7 | 64.8194 | -106.4727
t33 | . | w8 | 43.8622 | 0 | t33 | . | w8 | 123.1495 | -293.3568
t33 | . | w9 | 27.7065 | 0 | t33 | . | w9 | 60.4588 | -37.4767
t33 | . | w10 | 66.1675 | 6.6281 | t33 | . | w10 | 34.0123 | -71.4393
t33 | . | w11 | 208.2076 | 6.1876 | t33 | . | w11 | 78.8703 | -161.4078
t33 | . | w12 | 41.6703 | 0 | t33 | . | w12 | 1.6664 | -35.0289
t33 | . | w13 | 54.5852 | 0 | t33 | . | w13 | 2.9411 | -29.6955
t33 | . | w14 | 30.3914 | 0 | t33 | . | w14 | 6.8679 | -11.7148
t33 | . | w15 | 106.4824 | 0 | t33 | . | w15 | 16.8248 | -75.2058
t33 | . | w16 | 65.5798 | 0 | t33 | . | w16 | 21.0162 | -591.7183
t33 | . | w17 | 100.6373 | 4.2501 | t33 | . | w17 | 2.4382 | -50.6901
t33 | . | w18 | 27.7599 | 0 | t33 | . | w18 | 141.0272 | -65.0788
t33 | . | w19 | 18.6696 | 0 | t33 | . | w19 | 25.1573 | -3.9106
t34 | . | w1 | 133.2231 | 0.44797 | t34 | . | w1 | 78.5575 | -197.2827
t34 | . | w2 | 17.87 | 0 | t34 | . | w2 | 29.2651 | -77.2577
t34 | . | w3 | 85.7717 | 0 | t34 | . | w3 | 9.2713 | -315.4548
t34 | . | w4 | 71.7757 | 0 | t34 | . | w4 | 155.8241 | -374.4027
t34 | . | w5 | 18.9018 | 0 | t34 | . | w5 | 101.5898 | -207.9962
t34 | . | w6 | 104.2627 | 0 | t34 | . | w6 | 271.7379 | -240.459
t34 | . | w7 | 93.5165 | 0 | t34 | . | w7 | 319.254 | -232.6521
t34 | . | w8 | 43.8622 | 0 | t34 | . | w8 | 288.6275 | -223.1164
t34 | . | w9 | 27.7065 | 0 | t34 | . | w9 | 54.017 | -116.7816
t34 | . | w10 | 125.1759 | 13.382 | t34 | . | w10 | 54.5997 | -53.1872
t34 | . | w11 | 233.1211 | 26.4768 | t34 | . | w11 | 129.5604 | -170.3367
t34 | . | w12 | 41.6703 | 0 | t34 | . | w12 | 16.1784 | -55.6855
t34 | . | w13 | 24.1571 | 0 | t34 | . | w13 | 20.5315 | -29.6955
t34 | . | w14 | 11.5772 | 0 | t34 | . | w14 | 36.3596 | -23.8131
t34 | . | w15 | 184.8167 | 10.021 | t34 | . | w15 | 50.6266 | -119.4124
t34 | . | w16 | 48.4647 | 0 | t34 | . | w16 | 592.5544 | -592.6341
t34 | . | w17 | 118.4227 | 8.5751 | t34 | . | w17 | 71.6012 | -44.3922
t34 | . | w18 | 37.6197 | 0 | t34 | . | w18 | 44.1609 | -59.1845
t34 | . | w19 | 18.6696 | 0 | t34 | . | w19 | 7.7558 | -13.9751
t35 | . | w1 | 48.3921 | 0 | t35 | . | w1 | 83.5674 | -236.6479
t35 | . | w2 | 17.87 | 0 | t35 | . | w2 | 47.4162 | -134.257
t35 | . | w3 | 85.7717 | 0 | t35 | . | w3 | 39.9403 | -304.1188
t35 | . | w4 | 58.4206 | 0 | t35 | . | w4 | 41.4052 | -196.737
t35 | . | w5 | 18.9018 | 0 | t35 | . | w5 | 80.6322 | -119.181
t35 | . | w6 | 104.2627 | 0 | t35 | . | w6 | 114.7272 | -272.6564
t35 | . | w7 | 93.5165 | 0 | t35 | . | w7 | 98.5368 | -313.7173
t35 | . | w8 | 43.8622 | 0 | t35 | . | w8 | 45.9769 | -82.8644
t35 | . | w9 | 31.1937 | 0 | t35 | . | w9 | 33.4932 | -77.6977
t35 | . | w10 | 67.9249 | 7.6424 | t35 | . | w10 | 32.8403 | -72.9009
t35 | . | w11 | 195.1035 | 11.5424 | t35 | . | w11 | 178.9801 | -137.4277
t35 | . | w12 | 33.3882 | 0 | t35 | . | w12 | 29.8274 | -29.6456
t35 | . | w13 | 15.694 | 0 | t35 | . | w13 | 13.4637 | -48.8746
t35 | . | w14 | 20.1626 | 0 | t35 | . | w14 | 18.8918 | -13.0466
t35 | . | w15 | 108.0989 | 0.87386 | t35 | . | w15 | 35.8666 | -59.6345
t35 | . | w16 | 49.2182 | 0 | t35 | . | w16 | 592.5114 | -592.5544
t35 | . | w17 | 116.8372 | 5.034 | t35 | . | w17 | 54.2612 | -74.3334
t35 | . | w18 | 36.3329 | 0 | t35 | . | w18 | 6.649 | -88.628
t35 | . | w19 | 18.6696 | 0 | t35 | . | w19 | 10.13 | -15.0298
t36 | . | w1 | 123.0412 | 0 | t36 | . | w1 | 106.6966 | -69.0084
t36 | . | w2 | 19.0803 | 0 | t36 | . | w2 | 43.4322 | -85.02
t36 | . | w3 | 85.7717 | 0 | t36 | . | w3 | 170.3336 | -580.4304
t36 | . | w4 | 63.3387 | 0 | t36 | . | w4 | 234.3508 | -125.0722
t36 | . | w5 | 20.1776 | 0 | t36 | . | w5 | 81.0992 | -293.2956
t36 | . | w6 | 104.2627 | 0 | t36 | . | w6 | 136.1699 | -233.603
t36 | . | w7 | 93.5165 | 0 | t36 | . | w7 | 183.2037 | -163.5109
t36 | . | w8 | 22.996 | 0 | t36 | . | w8 | 39.2177 | -187.5721
t36 | . | w9 | 31.1937 | 0 | t36 | . | w9 | 89.4698 | -82.6279
t36 | . | w10 | 44.8203 | 0.86423 | t36 | . | w10 | 72.54 | -57.1733
t36 | . | w11 | 187.9481 | 11.5424 | t36 | . | w11 | 104.3008 | -104.3008
t36 | . | w12 | 38.173 | 0 | t36 | . | w12 | 41.3047 | -34.8377
t36 | . | w13 | 20.2499 | 0 | t36 | . | w13 | 7.7041 | -65.8085
t36 | . | w14 | 21.5619 | 0 | t36 | . | w14 | 13.6832 | -23.8131
t36 | . | w15 | 88.3521 | 0 | t36 | . | w15 | 119.1091 | -134.7013
t36 | . | w16 | 44.0318 | 0 | t36 | . | w16 | 592.6341 | -81.8998
t36 | . | w17 | 117.8121 | 8.5751 | t36 | . | w17 | 80.9542 | -95.7611
t36 | . | w18 | 113.0392 | 2.6902 | t36 | . | w18 | 28.0791 | -131.6515
t36 | . | w19 | 13.7899 | 0 | t36 | . | w19 | 2.2208 | -51.2062

## Wind_Curtailed
Curtailed Wind (MW)
| w1 | w2 | w3 | w4 | w5 | w6 | w7 | w8 | w9 | w10 | w11 | w12 | w13 | w14 | w15 | w16 | w17 | w18 | w19
t1 | Eps | Eps | Eps | Eps | Eps | Eps | Eps | Eps | Eps | Eps | Eps | Eps | Eps | Eps | Eps | Eps | Eps | Eps | Eps
t2 | Eps | Eps | Eps | Eps | Eps | Eps | Eps | Eps | Eps | Eps | Eps | Eps | Eps | Eps | Eps | Eps | Eps | Eps | Eps
t3 | Eps | Eps | Eps | Eps | Eps | Eps | Eps | Eps | Eps | Eps | Eps | Eps | Eps | Eps | Eps | Eps | Eps | Eps | Eps
t4 | Eps | Eps | Eps | Eps | Eps | Eps | Eps | Eps | Eps | Eps | Eps | Eps | Eps | Eps | Eps | Eps | Eps | Eps | Eps
t5 | Eps | Eps | Eps | Eps | Eps | Eps | Eps | Eps | Eps | Eps | Eps | Eps | Eps | Eps | Eps | Eps | Eps | Eps | Eps
t6 | Eps | Eps | Eps | Eps | Eps | Eps | Eps | Eps | Eps | Eps | Eps | Eps | Eps | Eps | Eps | Eps | Eps | Eps | Eps
t7 | Eps | Eps | Eps | Eps | Eps | Eps | Eps | Eps | Eps | Eps | Eps | Eps | Eps | Eps | Eps | Eps | Eps | Eps | Eps
t8 | Eps | Eps | Eps | Eps | Eps | Eps | Eps | Eps | Eps | Eps | Eps | Eps | Eps | Eps | Eps | Eps | Eps | Eps | Eps
t9 | Eps | Eps | Eps | Eps | Eps | Eps | Eps | Eps | Eps | Eps | Eps | Eps | Eps | Eps | Eps | Eps | Eps | Eps | Eps
t10 | Eps | Eps | Eps | Eps | Eps | Eps | Eps | Eps | Eps | Eps | Eps | Eps | Eps | Eps | Eps | Eps | Eps | Eps | Eps
t11 | Eps | Eps | Eps | Eps | Eps | Eps | Eps | Eps | Eps | Eps | Eps | Eps | Eps | Eps | Eps | Eps | Eps | Eps | Eps
t12 | Eps | Eps | Eps | Eps | Eps | Eps | Eps | Eps | Eps | Eps | Eps | Eps | Eps | Eps | Eps | Eps | Eps | Eps | Eps
t13 | Eps | Eps | Eps | Eps | Eps | Eps | Eps | Eps | Eps | Eps | Eps | Eps | Eps | Eps | Eps | Eps | Eps | Eps | Eps
t14 | Eps | Eps | Eps | Eps | Eps | Eps | Eps | Eps | Eps | Eps | Eps | Eps | Eps | Eps | Eps | Eps | Eps | Eps | Eps
t15 | Eps | Eps | Eps | Eps | Eps | Eps | Eps | Eps | Eps | Eps | Eps | Eps | Eps | Eps | Eps | Eps | Eps | Eps | Eps
t16 | Eps | Eps | Eps | Eps | Eps | Eps | Eps | Eps | Eps | Eps | Eps | Eps | Eps | Eps | Eps | Eps | Eps | Eps | Eps
t17 | Eps | Eps | Eps | Eps | Eps | Eps | Eps | Eps | Eps | Eps | Eps | Eps | Eps | Eps | Eps | Eps | Eps | Eps | Eps
t18 | Eps | Eps | Eps | Eps | Eps | Eps | Eps | Eps | Eps | Eps | Eps | Eps | Eps | Eps | Eps | Eps | Eps | Eps | Eps
t19 | Eps | Eps | Eps | Eps | Eps | Eps | Eps | Eps | Eps | Eps | Eps | Eps | Eps | Eps | Eps | Eps | Eps | Eps | Eps
t20 | Eps | Eps | Eps | Eps | Eps | Eps | Eps | Eps | Eps | Eps | Eps | Eps | Eps | Eps | Eps | Eps | Eps | Eps | Eps
t21 | Eps | Eps | Eps | Eps | Eps | Eps | Eps | Eps | Eps | Eps | Eps | Eps | Eps | Eps | Eps | Eps | Eps | Eps | Eps
t22 | Eps | Eps | Eps | Eps | Eps | Eps | Eps | Eps | Eps | Eps | Eps | Eps | Eps | Eps | Eps | Eps | Eps | Eps | Eps
t23 | Eps | Eps | Eps | Eps | Eps | Eps | Eps | Eps | Eps | Eps | Eps | Eps | Eps | Eps | Eps | Eps | Eps | Eps | Eps
t24 | Eps | Eps | Eps | Eps | Eps | Eps | Eps | Eps | Eps | Eps | Eps | Eps | Eps | Eps | Eps | Eps | Eps | Eps | Eps
t25 | Eps | Eps | Eps | Eps | Eps | Eps | Eps | Eps | Eps | Eps | Eps | Eps | Eps | Eps | Eps | Eps | Eps | Eps | Eps
t26 | Eps | Eps | Eps | Eps | Eps | Eps | Eps | Eps | Eps | Eps | Eps | Eps | Eps | Eps | Eps | Eps | Eps | Eps | Eps
t27 | Eps | Eps | Eps | Eps | Eps | Eps | Eps | Eps | Eps | Eps | Eps | Eps | Eps | Eps | Eps | Eps | Eps | Eps | Eps
t28 | Eps | Eps | Eps | Eps | Eps | Eps | Eps | Eps | Eps | Eps | Eps | Eps | Eps | Eps | Eps | Eps | Eps | Eps | Eps
t29 | Eps | Eps | Eps | Eps | Eps | Eps | Eps | Eps | Eps | Eps | Eps | Eps | Eps | Eps | Eps | Eps | Eps | Eps | Eps
t30 | Eps | Eps | Eps | Eps | Eps | Eps | Eps | Eps | Eps | Eps | Eps | Eps | Eps | Eps | Eps | Eps | Eps | Eps | Eps
t31 | Eps | Eps | Eps | Eps | Eps | Eps | Eps | Eps | Eps | Eps | Eps | Eps | Eps | Eps | Eps | Eps | Eps | Eps | Eps
t32 | Eps | Eps | Eps | Eps | Eps | Eps | Eps | Eps | Eps | Eps | Eps | Eps | Eps | Eps | Eps | Eps | Eps | Eps | Eps
t33 | Eps | Eps | Eps | Eps | Eps | Eps | Eps | Eps | Eps | Eps | Eps | Eps | Eps | Eps | Eps | Eps | Eps | Eps | Eps
t34 | Eps | Eps | Eps | Eps | Eps | Eps | Eps | Eps | Eps | Eps | Eps | Eps | Eps | Eps | Eps | Eps | Eps | Eps | Eps
t35 | Eps | Eps | Eps | Eps | Eps | Eps | Eps | Eps | Eps | Eps | Eps | Eps | Eps | Eps | Eps | Eps | Eps | Eps | Eps
t36 | Eps | Eps | Eps | Eps | Eps | Eps | Eps | Eps | Eps | Eps | Eps | Eps | Eps | Eps | Eps | Eps | Eps | Eps | Eps

## Wind_Map
| s101 | s102 | s103 | s104 | s105 | s106 | s107 | s108 | s109 | s110 | s111 | s112 | s113 | s114 | s115 | s116 | s117 | s118 | s119 | s120 | s121 | s122 | s123 | s124 | s201 | s202 | s203 | s204 | s205 | s206 | s207 | s208 | s209 | s210 | s211 | s212 | s213 | s214 | s215 | s216 | s217 | s218 | s219 | s220 | s221 | s222 | s223 | s224 | s301 | s302 | s303 | s304 | s305 | s306 | s307 | s308 | s309 | s310 | s311 | s312 | s313 | s314 | s315 | s316 | s317 | s318 | s319 | s320 | s321 | s322 | s323 | s324 | s325
w1 | bar: s102
w2 | bar: s114
w3 | bar: s116
w4 | bar: s117
w5 | bar: s118
w6 | bar: s119
w7 | bar: s120
w8 | bar: s121
w9 | bar: s123
w10 | bar: s202
w11 | bar: s202
w12 | bar: s212
w13 | bar: s213
w14 | bar: s219
w15 | bar: s220
w16 | bar: s223
w17 | bar: s301
w18 | bar: s306
w19 | bar: s309

## Storage_Data
Max. Charging Power (MW) |  | Max. Discharging Power (MW) |  | Max. Energy Capacity (MWh) |  | Charging efficiency: | 0.9
| column1 |  | column1 |  | column1 | Discharging efficiency: | 0.9
s101 | 0 | s101 | 0 | s101 | 0
s102 | 0 | s102 | 0 | s102 | 0
s103 | 0 | s103 | 0 | s103 | 0
s104 | 0 | s104 | 0 | s104 | 0
s105 | 0 | s105 | 0 | s105 | 0
s106 | 0 | s106 | 0 | s106 | 0
s107 | 0 | s107 | 0 | s107 | 0
s108 | 0 | s108 | 0 | s108 | 0
s109 | 0 | s109 | 0 | s109 | 0
s110 | 0 | s110 | 0 | s110 | 0
s111 | 0 | s111 | 0 | s111 | 0
s112 | 0 | s112 | 0 | s112 | 0
s113 | 0 | s113 | 0 | s113 | 0
s114 | 0 | s114 | 0 | s114 | 0
s115 | 0 | s115 | 0 | s115 | 0
s116 | 41 | s116 | 41 | s116 | 303
s117 | 17 | s117 | 17 | s117 | 117
s118 | 0 | s118 | 0 | s118 | 0
s119 | 36 | s119 | 36 | s119 | 247
s120 | 0 | s120 | 0 | s120 | 0
s121 | 93 | s121 | 93 | s121 | 629
s122 | 0 | s122 | 0 | s122 | 0
s123 | 0 | s123 | 0 | s123 | 0
s124 | 0 | s124 | 0 | s124 | 0
s201 | 0 | s201 | 0 | s201 | 0
s202 | 22 | s202 | 22 | s202 | 143
s203 | 0 | s203 | 0 | s203 | 0
s204 | 0 | s204 | 0 | s204 | 0
s205 | 0 | s205 | 0 | s205 | 0
s206 | 0 | s206 | 0 | s206 | 0
s207 | 0 | s207 | 0 | s207 | 0
s208 | 12 | s208 | 12 | s208 | 76
s209 | 0 | s209 | 0 | s209 | 0
s210 | 0 | s210 | 0 | s210 | 0
s211 | 0 | s211 | 0 | s211 | 0
s212 | 0 | s212 | 0 | s212 | 0
s213 | 0 | s213 | 0 | s213 | 0
s214 | 0 | s214 | 0 | s214 | 0
s215 | 0 | s215 | 0 | s215 | 0
s216 | 0 | s216 | 0 | s216 | 0
s217 | 0 | s217 | 0 | s217 | 0
s218 | 0 | s218 | 0 | s218 | 0
s219 | 0 | s219 | 0 | s219 | 0
s220 | 0 | s220 | 0 | s220 | 0
s221 | 0 | s221 | 0 | s221 | 0
s222 | 0 | s222 | 0 | s222 | 0
s223 | 54 | s223 | 54 | s223 | 354
s224 | 0 | s224 | 0 | s224 | 0
s301 | 0 | s301 | 0 | s301 | 0
s302 | 0 | s302 | 0 | s302 | 0
s303 | 0 | s303 | 0 | s303 | 0
s304 | 0 | s304 | 0 | s304 | 0
s305 | 0 | s305 | 0 | s305 | 0
s306 | 0 | s306 | 0 | s306 | 0
s307 | 0 | s307 | 0 | s307 | 0
s308 | 0 | s308 | 0 | s308 | 0
s309 | 0 | s309 | 0 | s309 | 0
s310 | 0 | s310 | 0 | s310 | 0
s311 | 0 | s311 | 0 | s311 | 0
s312 | 0 | s312 | 0 | s312 | 0
s313 | 0 | s313 | 0 | s313 | 0
s314 | 0 | s314 | 0 | s314 | 0
s315 | 0 | s315 | 0 | s315 | 0
s316 | 0 | s316 | 0 | s316 | 0
s317 | 0 | s317 | 0 | s317 | 0
s318 | 0 | s318 | 0 | s318 | 0
s319 | 0 | s319 | 0 | s319 | 0
s320 | 0 | s320 | 0 | s320 | 0
s321 | 0 | s321 | 0 | s321 | 0
s322 | 0 | s322 | 0 | s322 | 0
s323 | 0 | s323 | 0 | s323 | 0
s324 | 0 | s324 | 0 | s324 | 0
s325 | 41 | s325 | 41 | s325 | 243

## Storage_State
| s101 | s102 | s103 | s104 | s105 | s106 | s107 | s108 | s109 | s110 | s111 | s112 | s113 | s114 | s115 | s116 | s117 | s118 | s119 | s120 | s121 | s122 | s123 | s124 | s201 | s202 | s203 | s204 | s205 | s206 | s207 | s208 | s209 | s210 | s211 | s212 | s213 | s214 | s215 | s216 | s217 | s218 | s219 | s220 | s221 | s222 | s223 | s224 | s301 | s302 | s303 | s304 | s305 | s306 | s307 | s308 | s309 | s310 | s311 | s312 | s313 | s314 | s315 | s316 | s317 | s318 | s319 | s320 | s321 | s322 | s323 | s324 | s325
t1 | Eps | Eps | Eps | Eps | Eps | Eps | Eps | Eps | Eps | Eps | Eps | Eps | Eps | Eps | Eps | 41 | 17 | Eps | 36 | Eps | 93 | Eps | Eps | Eps | Eps | 22 | Eps | Eps | Eps | Eps | Eps | 12 | Eps | Eps | Eps | Eps | Eps | Eps | Eps | Eps | Eps | Eps | Eps | Eps | Eps | Eps | 54 | Eps | Eps | Eps | Eps | Eps | Eps | Eps | Eps | Eps | Eps | Eps | Eps | Eps | Eps | Eps | Eps | Eps | Eps | Eps | Eps | Eps | Eps | Eps | Eps | Eps | 41
t2 | Eps | Eps | Eps | Eps | Eps | Eps | Eps | Eps | Eps | Eps | Eps | Eps | Eps | Eps | Eps | 82 | 34 | Eps | 61.2638 | Eps | 186 | Eps | Eps | Eps | Eps | 44 | Eps | Eps | Eps | Eps | Eps | 20.3617 | Eps | Eps | Eps | Eps | Eps | Eps | Eps | Eps | Eps | Eps | Eps | Eps | Eps | Eps | 108 | Eps | Eps | Eps | Eps | Eps | Eps | Eps | Eps | Eps | Eps | Eps | Eps | Eps | Eps | Eps | Eps | Eps | Eps | Eps | Eps | Eps | Eps | Eps | Eps | Eps | 82
t3 | Eps | Eps | Eps | Eps | Eps | Eps | Eps | Eps | Eps | Eps | Eps | Eps | Eps | Eps | Eps | 123 | 51 | Eps | 97.2638 | Eps | 279 | Eps | Eps | Eps | Eps | 66 | Eps | Eps | Eps | Eps | Eps | 32.3617 | Eps | Eps | Eps | Eps | Eps | Eps | Eps | Eps | Eps | Eps | Eps | Eps | Eps | Eps | 162 | Eps | Eps | Eps | Eps | Eps | Eps | Eps | Eps | Eps | Eps | Eps | Eps | Eps | Eps | Eps | Eps | Eps | Eps | Eps | Eps | Eps | Eps | Eps | Eps | Eps | 123
t4 | Eps | Eps | Eps | Eps | Eps | Eps | Eps | Eps | Eps | Eps | Eps | Eps | Eps | Eps | Eps | 164 | 68 | Eps | 133.2638 | Eps | 372 | Eps | Eps | Eps | Eps | 85.1621 | Eps | Eps | Eps | Eps | Eps | 36 | Eps | Eps | Eps | Eps | Eps | Eps | Eps | Eps | Eps | Eps | Eps | Eps | Eps | Eps | 216 | Eps | Eps | Eps | Eps | Eps | Eps | Eps | Eps | Eps | Eps | Eps | Eps | Eps | Eps | Eps | Eps | Eps | Eps | Eps | Eps | Eps | Eps | Eps | Eps | Eps | 153.9759
t5 | Eps | Eps | Eps | Eps | Eps | Eps | Eps | Eps | Eps | Eps | Eps | Eps | Eps | Eps | Eps | 205 | 85 | Eps | 169.2638 | Eps | 465 | Eps | Eps | Eps | Eps | 104.1322 | Eps | Eps | Eps | Eps | Eps | 48 | Eps | Eps | Eps | Eps | Eps | Eps | Eps | Eps | Eps | Eps | Eps | Eps | Eps | Eps | 270 | Eps | Eps | Eps | Eps | Eps | Eps | Eps | Eps | Eps | Eps | Eps | Eps | Eps | Eps | Eps | Eps | Eps | Eps | Eps | Eps | Eps | Eps | Eps | Eps | Eps | 194.9759
t6 | Eps | Eps | Eps | Eps | Eps | Eps | Eps | Eps | Eps | Eps | Eps | Eps | Eps | Eps | Eps | 246 | 94.582 | Eps | 205.2638 | Eps | 558 | Eps | Eps | Eps | Eps | 126.1322 | Eps | Eps | Eps | Eps | Eps | 60 | Eps | Eps | Eps | Eps | Eps | Eps | Eps | Eps | Eps | Eps | Eps | Eps | Eps | Eps | 317.3035 | Eps | Eps | Eps | Eps | Eps | Eps | Eps | Eps | Eps | Eps | Eps | Eps | Eps | Eps | Eps | Eps | Eps | Eps | Eps | Eps | Eps | Eps | Eps | Eps | Eps | 207.9001
t7 | Eps | Eps | Eps | Eps | Eps | Eps | Eps | Eps | Eps | Eps | Eps | Eps | Eps | Eps | Eps | 246 | 94.582 | Eps | 205.2638 | Eps | 558 | Eps | Eps | Eps | Eps | 132 | Eps | Eps | Eps | Eps | Eps | 60 | Eps | Eps | Eps | Eps | Eps | Eps | Eps | Eps | Eps | Eps | Eps | Eps | Eps | Eps | 317.3035 | Eps | Eps | Eps | Eps | Eps | Eps | Eps | Eps | Eps | Eps | Eps | Eps | Eps | Eps | Eps | Eps | Eps | Eps | Eps | Eps | Eps | Eps | Eps | Eps | Eps | 207.9001
t8 | Eps | Eps | Eps | Eps | Eps | Eps | Eps | Eps | Eps | Eps | Eps | Eps | Eps | Eps | Eps | 246 | 94.582 | Eps | 205.2638 | Eps | 558 | Eps | Eps | Eps | Eps | 132 | Eps | Eps | Eps | Eps | Eps | 60 | Eps | Eps | Eps | Eps | Eps | Eps | Eps | Eps | Eps | Eps | Eps | Eps | Eps | Eps | 317.3035 | Eps | Eps | Eps | Eps | Eps | Eps | Eps | Eps | Eps | Eps | Eps | Eps | Eps | Eps | Eps | Eps | Eps | Eps | Eps | Eps | Eps | Eps | Eps | Eps | Eps | 207.9001
t9 | Eps | Eps | Eps | Eps | Eps | Eps | Eps | Eps | Eps | Eps | Eps | Eps | Eps | Eps | Eps | 205 | 85 | Eps | 169.2638 | Eps | 465 | Eps | Eps | Eps | Eps | 110 | Eps | Eps | Eps | Eps | Eps | 60 | Eps | Eps | Eps | Eps | Eps | Eps | Eps | Eps | Eps | Eps | Eps | Eps | Eps | Eps | 263.3035 | Eps | Eps | Eps | Eps | Eps | Eps | Eps | Eps | Eps | Eps | Eps | Eps | Eps | Eps | Eps | Eps | Eps | Eps | Eps | Eps | Eps | Eps | Eps | Eps | Eps | 166.9001
t10 | Eps | Eps | Eps | Eps | Eps | Eps | Eps | Eps | Eps | Eps | Eps | Eps | Eps | Eps | Eps | 164 | 68 | Eps | 144 | Eps | 372 | Eps | Eps | Eps | Eps | 88 | Eps | Eps | Eps | Eps | Eps | 48 | Eps | Eps | Eps | Eps | Eps | Eps | Eps | Eps | Eps | Eps | Eps | Eps | Eps | Eps | 209.3035 | Eps | Eps | Eps | Eps | Eps | Eps | Eps | Eps | Eps | Eps | Eps | Eps | Eps | Eps | Eps | Eps | Eps | Eps | Eps | Eps | Eps | Eps | Eps | Eps | Eps | 166.9001
t11 | Eps | Eps | Eps | Eps | Eps | Eps | Eps | Eps | Eps | Eps | Eps | Eps | Eps | Eps | Eps | 154.8261 | 68 | Eps | 108 | Eps | 279 | Eps | Eps | Eps | Eps | 66 | Eps | Eps | Eps | Eps | Eps | 48 | Eps | Eps | Eps | Eps | Eps | Eps | Eps | Eps | Eps | Eps | Eps | Eps | Eps | Eps | 155.3035 | Eps | Eps | Eps | Eps | Eps | Eps | Eps | Eps | Eps | Eps | Eps | Eps | Eps | Eps | Eps | Eps | Eps | Eps | Eps | Eps | Eps | Eps | Eps | Eps | Eps | 125.9001
t12 | Eps | Eps | Eps | Eps | Eps | Eps | Eps | Eps | Eps | Eps | Eps | Eps | Eps | Eps | Eps | 123 | 51 | Eps | 108 | Eps | 194.3201 | Eps | Eps | Eps | Eps | 66 | Eps | Eps | Eps | Eps | Eps | 36 | Eps | Eps | Eps | Eps | Eps | Eps | Eps | Eps | Eps | Eps | Eps | Eps | Eps | Eps | 155.3035 | Eps | Eps | Eps | Eps | Eps | Eps | Eps | Eps | Eps | Eps | Eps | Eps | Eps | Eps | Eps | Eps | Eps | Eps | Eps | Eps | Eps | Eps | Eps | Eps | Eps | 125.9001
t13 | Eps | Eps | Eps | Eps | Eps | Eps | Eps | Eps | Eps | Eps | Eps | Eps | Eps | Eps | Eps | 82 | 51 | Eps | 72 | Eps | 146.472 | Eps | Eps | Eps | Eps | 44 | Eps | Eps | Eps | Eps | Eps | 36 | Eps | Eps | Eps | Eps | Eps | Eps | Eps | Eps | Eps | Eps | Eps | Eps | Eps | Eps | 155.3035 | Eps | Eps | Eps | Eps | Eps | Eps | Eps | Eps | Eps | Eps | Eps | Eps | Eps | Eps | Eps | Eps | Eps | Eps | Eps | Eps | Eps | Eps | Eps | Eps | Eps | 84.9001
t14 | Eps | Eps | Eps | Eps | Eps | Eps | Eps | Eps | Eps | Eps | Eps | Eps | Eps | Eps | Eps | 41 | 34 | Eps | 72 | Eps | 53.472 | Eps | Eps | Eps | Eps | 22 | Eps | Eps | Eps | Eps | Eps | 24 | Eps | Eps | Eps | Eps | Eps | Eps | Eps | Eps | Eps | Eps | Eps | Eps | Eps | Eps | 101.3035 | Eps | Eps | Eps | Eps | Eps | Eps | Eps | Eps | Eps | Eps | Eps | Eps | Eps | Eps | Eps | Eps | Eps | Eps | Eps | Eps | Eps | Eps | Eps | Eps | Eps | 69.1865
t15 | Eps | Eps | Eps | Eps | Eps | Eps | Eps | Eps | Eps | Eps | Eps | Eps | Eps | Eps | Eps | 41 | 17 | Eps | 72 | Eps | 49.7411 | Eps | Eps | Eps | Eps | 22 | Eps | Eps | Eps | Eps | Eps | 24 | Eps | Eps | Eps | Eps | Eps | Eps | Eps | Eps | Eps | Eps | Eps | Eps | Eps | Eps | 47.3035 | Eps | Eps | Eps | Eps | Eps | Eps | Eps | Eps | Eps | Eps | Eps | Eps | Eps | Eps | Eps | Eps | Eps | Eps | Eps | Eps | Eps | Eps | Eps | Eps | Eps | 69.1865
t16 | Eps | Eps | Eps | Eps | Eps | Eps | Eps | Eps | Eps | Eps | Eps | Eps | Eps | Eps | Eps | 41 | Eps | Eps | 36 | Eps | Eps | Eps | Eps | Eps | Eps | Eps | Eps | Eps | Eps | Eps | Eps | 12 | Eps | Eps | Eps | Eps | Eps | Eps | Eps | Eps | Eps | Eps | Eps | Eps | Eps | Eps | 47.3035 | Eps | Eps | Eps | Eps | Eps | Eps | Eps | Eps | Eps | Eps | Eps | Eps | Eps | Eps | Eps | Eps | Eps | Eps | Eps | Eps | Eps | Eps | Eps | Eps | Eps | 41
t17 | Eps | Eps | Eps | Eps | Eps | Eps | Eps | Eps | Eps | Eps | Eps | Eps | Eps | Eps | Eps | Eps | Eps | Eps | Eps | Eps | Eps | Eps | Eps | Eps | Eps | Eps | Eps | Eps | Eps | Eps | Eps | Eps | Eps | Eps | Eps | Eps | Eps | Eps | Eps | Eps | Eps | Eps | Eps | Eps | Eps | Eps | Eps | Eps | Eps | Eps | Eps | Eps | Eps | Eps | Eps | Eps | Eps | Eps | Eps | Eps | Eps | Eps | Eps | Eps | Eps | Eps | Eps | Eps | Eps | Eps | Eps | Eps | Eps
t18 | Eps | Eps | Eps | Eps | Eps | Eps | Eps | Eps | Eps | Eps | Eps | Eps | Eps | Eps | Eps | Eps | Eps | Eps | Eps | Eps | Eps | Eps | Eps | Eps | Eps | Eps | Eps | Eps | Eps | Eps | Eps | Eps | Eps | Eps | Eps | Eps | Eps | Eps | Eps | Eps | Eps | Eps | Eps | Eps | Eps | Eps | Eps | Eps | Eps | Eps | Eps | Eps | Eps | Eps | Eps | Eps | Eps | Eps | Eps | Eps | Eps | Eps | Eps | Eps | Eps | Eps | Eps | Eps | Eps | Eps | Eps | Eps | Eps
t19 | Eps | Eps | Eps | Eps | Eps | Eps | Eps | Eps | Eps | Eps | Eps | Eps | Eps | Eps | Eps | Eps | Eps | Eps | 15.6431 | Eps | Eps | Eps | Eps | Eps | Eps | Eps | Eps | Eps | Eps | Eps | Eps | Eps | Eps | Eps | Eps | Eps | Eps | Eps | Eps | Eps | Eps | Eps | Eps | Eps | Eps | Eps | Eps | Eps | Eps | Eps | Eps | Eps | Eps | Eps | Eps | Eps | Eps | Eps | Eps | Eps | Eps | Eps | Eps | Eps | Eps | Eps | Eps | Eps | Eps | Eps | Eps | Eps | Eps
t20 | Eps | Eps | Eps | Eps | Eps | Eps | Eps | Eps | Eps | Eps | Eps | Eps | Eps | Eps | Eps | Eps | Eps | Eps | Eps | Eps | Eps | Eps | Eps | Eps | Eps | Eps | Eps | Eps | Eps | Eps | Eps | Eps | Eps | Eps | Eps | Eps | Eps | Eps | Eps | Eps | Eps | Eps | Eps | Eps | Eps | Eps | Eps | Eps | Eps | Eps | Eps | Eps | Eps | Eps | Eps | Eps | Eps | Eps | Eps | Eps | Eps | Eps | Eps | Eps | Eps | Eps | Eps | Eps | Eps | Eps | Eps | Eps | Eps
t21 | Eps | Eps | Eps | Eps | Eps | Eps | Eps | Eps | Eps | Eps | Eps | Eps | Eps | Eps | Eps | Eps | Eps | Eps | Eps | Eps | Eps | Eps | Eps | Eps | Eps | Eps | Eps | Eps | Eps | Eps | Eps | Eps | Eps | Eps | Eps | Eps | Eps | Eps | Eps | Eps | Eps | Eps | Eps | Eps | Eps | Eps | Eps | Eps | Eps | Eps | Eps | Eps | Eps | Eps | Eps | Eps | Eps | Eps | Eps | Eps | Eps | Eps | Eps | Eps | Eps | Eps | Eps | Eps | Eps | Eps | Eps | Eps | Eps
t22 | Eps | Eps | Eps | Eps | Eps | Eps | Eps | Eps | Eps | Eps | Eps | Eps | Eps | Eps | Eps | Eps | Eps | Eps | Eps | Eps | Eps | Eps | Eps | Eps | Eps | Eps | Eps | Eps | Eps | Eps | Eps | Eps | Eps | Eps | Eps | Eps | Eps | Eps | Eps | Eps | Eps | Eps | Eps | Eps | Eps | Eps | 15.7867 | Eps | Eps | Eps | Eps | Eps | Eps | Eps | Eps | Eps | Eps | Eps | Eps | Eps | Eps | Eps | Eps | Eps | Eps | Eps | Eps | Eps | Eps | Eps | Eps | Eps | Eps
t23 | Eps | Eps | Eps | Eps | Eps | Eps | Eps | Eps | Eps | Eps | Eps | Eps | Eps | Eps | Eps | 6.9985 | Eps | Eps | 36 | Eps | 7.7905 | Eps | Eps | Eps | Eps | 22 | Eps | Eps | Eps | Eps | Eps | Eps | Eps | Eps | Eps | Eps | Eps | Eps | Eps | Eps | Eps | Eps | Eps | Eps | Eps | Eps | 69.7867 | Eps | Eps | Eps | Eps | Eps | Eps | Eps | Eps | Eps | Eps | Eps | Eps | Eps | Eps | Eps | Eps | Eps | Eps | Eps | Eps | Eps | Eps | Eps | Eps | Eps | 41
t24 | Eps | Eps | Eps | Eps | Eps | Eps | Eps | Eps | Eps | Eps | Eps | Eps | Eps | Eps | Eps | 47.9985 | 17 | Eps | 72 | Eps | 100.7905 | Eps | Eps | Eps | Eps | 44 | Eps | Eps | Eps | Eps | Eps | 12 | Eps | Eps | Eps | Eps | Eps | Eps | Eps | Eps | Eps | Eps | Eps | Eps | Eps | Eps | 123.7867 | Eps | Eps | Eps | Eps | Eps | Eps | Eps | Eps | Eps | Eps | Eps | Eps | Eps | Eps | Eps | Eps | Eps | Eps | Eps | Eps | Eps | Eps | Eps | Eps | Eps | 82
t25 | Eps | Eps | Eps | Eps | Eps | Eps | Eps | Eps | Eps | Eps | Eps | Eps | Eps | Eps | Eps | 47.9985 | 34 | Eps | 108 | Eps | 144.6351 | Eps | Eps | Eps | Eps | 65.8585 | Eps | Eps | Eps | Eps | Eps | 12 | Eps | Eps | Eps | Eps | Eps | Eps | Eps | Eps | Eps | Eps | Eps | Eps | Eps | Eps | 123.7867 | Eps | Eps | Eps | Eps | Eps | Eps | Eps | Eps | Eps | Eps | Eps | Eps | Eps | Eps | Eps | Eps | Eps | Eps | Eps | Eps | Eps | Eps | Eps | Eps | Eps | 82
t26 | Eps | Eps | Eps | Eps | Eps | Eps | Eps | Eps | Eps | Eps | Eps | Eps | Eps | Eps | Eps | 88.9985 | 51 | Eps | 144 | Eps | 234.8497 | Eps | Eps | Eps | Eps | 87.8585 | Eps | Eps | Eps | Eps | Eps | 24 | Eps | Eps | Eps | Eps | Eps | Eps | Eps | Eps | Eps | Eps | Eps | Eps | Eps | Eps | 140.4644 | Eps | Eps | Eps | Eps | Eps | Eps | Eps | Eps | Eps | Eps | Eps | Eps | Eps | Eps | Eps | Eps | Eps | Eps | Eps | Eps | Eps | Eps | Eps | Eps | Eps | 123
t27 | Eps | Eps | Eps | Eps | Eps | Eps | Eps | Eps | Eps | Eps | Eps | Eps | Eps | Eps | Eps | 129.9985 | 51 | Eps | 144 | Eps | 311.9525 | Eps | Eps | Eps | Eps | 88 | Eps | Eps | Eps | Eps | Eps | 36 | Eps | Eps | Eps | Eps | Eps | Eps | Eps | Eps | Eps | Eps | Eps | Eps | Eps | Eps | 194.4644 | Eps | Eps | Eps | Eps | Eps | Eps | Eps | Eps | Eps | Eps | Eps | Eps | Eps | Eps | Eps | Eps | Eps | Eps | Eps | Eps | Eps | Eps | Eps | Eps | Eps | 123
t28 | Eps | Eps | Eps | Eps | Eps | Eps | Eps | Eps | Eps | Eps | Eps | Eps | Eps | Eps | Eps | 164 | 68 | Eps | 144 | Eps | 404.9525 | Eps | Eps | Eps | Eps | 110 | Eps | Eps | Eps | Eps | Eps | 48 | Eps | Eps | Eps | Eps | Eps | Eps | Eps | Eps | Eps | Eps | Eps | Eps | Eps | Eps | 248.4644 | Eps | Eps | Eps | Eps | Eps | Eps | Eps | Eps | Eps | Eps | Eps | Eps | Eps | Eps | Eps | Eps | Eps | Eps | Eps | Eps | Eps | Eps | Eps | Eps | Eps | 164
t29 | Eps | Eps | Eps | Eps | Eps | Eps | Eps | Eps | Eps | Eps | Eps | Eps | Eps | Eps | Eps | 164 | 68 | Eps | 144 | Eps | 413.4109 | Eps | Eps | Eps | Eps | 110 | Eps | Eps | Eps | Eps | Eps | 48 | Eps | Eps | Eps | Eps | Eps | Eps | Eps | Eps | Eps | Eps | Eps | Eps | Eps | Eps | 248.4644 | Eps | Eps | Eps | Eps | Eps | Eps | Eps | Eps | Eps | Eps | Eps | Eps | Eps | Eps | Eps | Eps | Eps | Eps | Eps | Eps | Eps | Eps | Eps | Eps | Eps | 164
t30 | Eps | Eps | Eps | Eps | Eps | Eps | Eps | Eps | Eps | Eps | Eps | Eps | Eps | Eps | Eps | 164 | 68 | Eps | 144 | Eps | 413.4109 | Eps | Eps | Eps | Eps | 110 | Eps | Eps | Eps | Eps | Eps | 48 | Eps | Eps | Eps | Eps | Eps | Eps | Eps | Eps | Eps | Eps | Eps | Eps | Eps | Eps | 248.4644 | Eps | Eps | Eps | Eps | Eps | Eps | Eps | Eps | Eps | Eps | Eps | Eps | Eps | Eps | Eps | Eps | Eps | Eps | Eps | Eps | Eps | Eps | Eps | Eps | Eps | 164
t31 | Eps | Eps | Eps | Eps | Eps | Eps | Eps | Eps | Eps | Eps | Eps | Eps | Eps | Eps | Eps | 164 | 68 | Eps | 144 | Eps | 413.4109 | Eps | Eps | Eps | Eps | 88 | Eps | Eps | Eps | Eps | Eps | 48 | Eps | Eps | Eps | Eps | Eps | Eps | Eps | Eps | Eps | Eps | Eps | Eps | Eps | Eps | 216 | Eps | Eps | Eps | Eps | Eps | Eps | Eps | Eps | Eps | Eps | Eps | Eps | Eps | Eps | Eps | Eps | Eps | Eps | Eps | Eps | Eps | Eps | Eps | Eps | Eps | 164
t32 | Eps | Eps | Eps | Eps | Eps | Eps | Eps | Eps | Eps | Eps | Eps | Eps | Eps | Eps | Eps | 164 | 68 | Eps | 144 | Eps | 372 | Eps | Eps | Eps | Eps | 88 | Eps | Eps | Eps | Eps | Eps | 48 | Eps | Eps | Eps | Eps | Eps | Eps | Eps | Eps | Eps | Eps | Eps | Eps | Eps | Eps | 216 | Eps | Eps | Eps | Eps | Eps | Eps | Eps | Eps | Eps | Eps | Eps | Eps | Eps | Eps | Eps | Eps | Eps | Eps | Eps | Eps | Eps | Eps | Eps | Eps | Eps | 164
t33 | Eps | Eps | Eps | Eps | Eps | Eps | Eps | Eps | Eps | Eps | Eps | Eps | Eps | Eps | Eps | 123 | 51 | Eps | 108 | Eps | 279 | Eps | Eps | Eps | Eps | 66 | Eps | Eps | Eps | Eps | Eps | 36 | Eps | Eps | Eps | Eps | Eps | Eps | Eps | Eps | Eps | Eps | Eps | Eps | Eps | Eps | 162 | Eps | Eps | Eps | Eps | Eps | Eps | Eps | Eps | Eps | Eps | Eps | Eps | Eps | Eps | Eps | Eps | Eps | Eps | Eps | Eps | Eps | Eps | Eps | Eps | Eps | 123
t34 | Eps | Eps | Eps | Eps | Eps | Eps | Eps | Eps | Eps | Eps | Eps | Eps | Eps | Eps | Eps | 82 | 34 | Eps | 72 | Eps | 186 | Eps | Eps | Eps | Eps | 44 | Eps | Eps | Eps | Eps | Eps | 24 | Eps | Eps | Eps | Eps | Eps | Eps | Eps | Eps | Eps | Eps | Eps | Eps | Eps | Eps | 108 | Eps | Eps | Eps | Eps | Eps | Eps | Eps | Eps | Eps | Eps | Eps | Eps | Eps | Eps | Eps | Eps | Eps | Eps | Eps | Eps | Eps | Eps | Eps | Eps | Eps | 82
t35 | Eps | Eps | Eps | Eps | Eps | Eps | Eps | Eps | Eps | Eps | Eps | Eps | Eps | Eps | Eps | 41 | 17 | Eps | 36 | Eps | 93 | Eps | Eps | Eps | Eps | 22 | Eps | Eps | Eps | Eps | Eps | 12 | Eps | Eps | Eps | Eps | Eps | Eps | Eps | Eps | Eps | Eps | Eps | Eps | Eps | Eps | 54 | Eps | Eps | Eps | Eps | Eps | Eps | Eps | Eps | Eps | Eps | Eps | Eps | Eps | Eps | Eps | Eps | Eps | Eps | Eps | Eps | Eps | Eps | Eps | Eps | Eps | 41
t36 | Eps | Eps | Eps | Eps | Eps | Eps | Eps | Eps | Eps | Eps | Eps | Eps | Eps | Eps | Eps | Eps | Eps | Eps | Eps | Eps | Eps | Eps | Eps | Eps | Eps | Eps | Eps | Eps | Eps | Eps | Eps | Eps | Eps | Eps | Eps | Eps | Eps | Eps | Eps | Eps | Eps | Eps | Eps | Eps | Eps | Eps | Eps | Eps | Eps | Eps | Eps | Eps | Eps | Eps | Eps | Eps | Eps | Eps | Eps | Eps | Eps | Eps | Eps | Eps | Eps | Eps | Eps | Eps | Eps | Eps | Eps | Eps | Eps

## Storage_Charging
| s101 | s102 | s103 | s104 | s105 | s106 | s107 | s108 | s109 | s110 | s111 | s112 | s113 | s114 | s115 | s116 | s117 | s118 | s119 | s120 | s121 | s122 | s123 | s124 | s201 | s202 | s203 | s204 | s205 | s206 | s207 | s208 | s209 | s210 | s211 | s212 | s213 | s214 | s215 | s216 | s217 | s218 | s219 | s220 | s221 | s222 | s223 | s224 | s301 | s302 | s303 | s304 | s305 | s306 | s307 | s308 | s309 | s310 | s311 | s312 | s313 | s314 | s315 | s316 | s317 | s318 | s319 | s320 | s321 | s322 | s323 | s324 | s325
t1 | Eps | Eps | Eps | Eps | Eps | Eps | Eps | Eps | Eps | Eps | Eps | Eps | Eps | Eps | Eps | 41 | 17 | Eps | 36 | Eps | 93 | Eps | Eps | Eps | Eps | 22 | Eps | Eps | Eps | Eps | Eps | 12 | Eps | Eps | Eps | Eps | Eps | Eps | Eps | Eps | Eps | Eps | Eps | Eps | Eps | Eps | 54 | Eps | Eps | Eps | Eps | Eps | Eps | Eps | Eps | Eps | Eps | Eps | Eps | Eps | Eps | Eps | Eps | Eps | Eps | Eps | Eps | Eps | Eps | Eps | Eps | Eps | 41
t2 | Eps | Eps | Eps | Eps | Eps | Eps | Eps | Eps | Eps | Eps | Eps | Eps | Eps | Eps | Eps | 41 | 17 | Eps | 25.2638 | Eps | 93 | Eps | Eps | Eps | Eps | 22 | Eps | Eps | Eps | Eps | Eps | 8.3617 | Eps | Eps | Eps | Eps | Eps | Eps | Eps | Eps | Eps | Eps | Eps | Eps | Eps | Eps | 54 | Eps | Eps | Eps | Eps | Eps | Eps | Eps | Eps | Eps | Eps | Eps | Eps | Eps | Eps | Eps | Eps | Eps | Eps | Eps | Eps | Eps | Eps | Eps | Eps | Eps | 41
t3 | Eps | Eps | Eps | Eps | Eps | Eps | Eps | Eps | Eps | Eps | Eps | Eps | Eps | Eps | Eps | 41 | 17 | Eps | 36 | Eps | 93 | Eps | Eps | Eps | Eps | 22 | Eps | Eps | Eps | Eps | Eps | 12 | Eps | Eps | Eps | Eps | Eps | Eps | Eps | Eps | Eps | Eps | Eps | Eps | Eps | Eps | 54 | Eps | Eps | Eps | Eps | Eps | Eps | Eps | Eps | Eps | Eps | Eps | Eps | Eps | Eps | Eps | Eps | Eps | Eps | Eps | Eps | Eps | Eps | Eps | Eps | Eps | 41
t4 | Eps | Eps | Eps | Eps | Eps | Eps | Eps | Eps | Eps | Eps | Eps | Eps | Eps | Eps | Eps | 41 | 17 | Eps | 36 | Eps | 93 | Eps | Eps | Eps | Eps | 19.1621 | Eps | Eps | Eps | Eps | Eps | 3.6383 | Eps | Eps | Eps | Eps | Eps | Eps | Eps | Eps | Eps | Eps | Eps | Eps | Eps | Eps | 54 | Eps | Eps | Eps | Eps | Eps | Eps | Eps | Eps | Eps | Eps | Eps | Eps | Eps | Eps | Eps | Eps | Eps | Eps | Eps | Eps | Eps | Eps | Eps | Eps | Eps | 30.9759
t5 | Eps | Eps | Eps | Eps | Eps | Eps | Eps | Eps | Eps | Eps | Eps | Eps | Eps | Eps | Eps | 41 | 17 | Eps | 36 | Eps | 93 | Eps | Eps | Eps | Eps | 18.9701 | Eps | Eps | Eps | Eps | Eps | 12 | Eps | Eps | Eps | Eps | Eps | Eps | Eps | Eps | Eps | Eps | Eps | Eps | Eps | Eps | 54 | Eps | Eps | Eps | Eps | Eps | Eps | Eps | Eps | Eps | Eps | Eps | Eps | Eps | Eps | Eps | Eps | Eps | Eps | Eps | Eps | Eps | Eps | Eps | Eps | Eps | 41
t6 | Eps | Eps | Eps | Eps | Eps | Eps | Eps | Eps | Eps | Eps | Eps | Eps | Eps | Eps | Eps | 41 | 9.582 | Eps | 36 | Eps | 93 | Eps | Eps | Eps | Eps | 22 | Eps | Eps | Eps | Eps | Eps | 12 | Eps | Eps | Eps | Eps | Eps | Eps | Eps | Eps | Eps | Eps | Eps | Eps | Eps | Eps | 47.3035 | Eps | Eps | Eps | Eps | Eps | Eps | Eps | Eps | Eps | Eps | Eps | Eps | Eps | Eps | Eps | Eps | Eps | Eps | Eps | Eps | Eps | Eps | Eps | Eps | Eps | 12.9241
t7 | Eps | Eps | Eps | Eps | Eps | Eps | Eps | Eps | Eps | Eps | Eps | Eps | Eps | Eps | Eps | Eps | Eps | Eps | Eps | Eps | Eps | Eps | Eps | Eps | Eps | 5.8678 | Eps | Eps | Eps | Eps | Eps | Eps | Eps | Eps | Eps | Eps | Eps | Eps | Eps | Eps | Eps | Eps | Eps | Eps | Eps | Eps | Eps | Eps | Eps | Eps | Eps | Eps | Eps | Eps | Eps | Eps | Eps | Eps | Eps | Eps | Eps | Eps | Eps | Eps | Eps | Eps | Eps | Eps | Eps | Eps | Eps | Eps | Eps
t8 | Eps | Eps | Eps | Eps | Eps | Eps | Eps | Eps | Eps | Eps | Eps | Eps | Eps | Eps | Eps | Eps | Eps | Eps | Eps | Eps | Eps | Eps | Eps | Eps | Eps | Eps | Eps | Eps | Eps | Eps | Eps | Eps | Eps | Eps | Eps | Eps | Eps | Eps | Eps | Eps | Eps | Eps | Eps | Eps | Eps | Eps | Eps | Eps | Eps | Eps | Eps | Eps | Eps | Eps | Eps | Eps | Eps | Eps | Eps | Eps | Eps | Eps | Eps | Eps | Eps | Eps | Eps | Eps | Eps | Eps | Eps | Eps | Eps
t9 | Eps | Eps | Eps | Eps | Eps | Eps | Eps | Eps | Eps | Eps | Eps | Eps | Eps | Eps | Eps | -41 | -9.582 | Eps | -36 | Eps | -93 | Eps | Eps | Eps | Eps | -22 | Eps | Eps | Eps | Eps | Eps | Eps | Eps | Eps | Eps | Eps | Eps | Eps | Eps | Eps | Eps | Eps | Eps | Eps | Eps | Eps | -54 | Eps | Eps | Eps | Eps | Eps | Eps | Eps | Eps | Eps | Eps | Eps | Eps | Eps | Eps | Eps | Eps | Eps | Eps | Eps | Eps | Eps | Eps | Eps | Eps | Eps | -41
t10 | Eps | Eps | Eps | Eps | Eps | Eps | Eps | Eps | Eps | Eps | Eps | Eps | Eps | Eps | Eps | -41 | -17 | Eps | -25.2638 | Eps | -93 | Eps | Eps | Eps | Eps | -22 | Eps | Eps | Eps | Eps | Eps | -12 | Eps | Eps | Eps | Eps | Eps | Eps | Eps | Eps | Eps | Eps | Eps | Eps | Eps | Eps | -54 | Eps | Eps | Eps | Eps | Eps | Eps | Eps | Eps | Eps | Eps | Eps | Eps | Eps | Eps | Eps | Eps | Eps | Eps | Eps | Eps | Eps | Eps | Eps | Eps | Eps | Eps
t11 | Eps | Eps | Eps | Eps | Eps | Eps | Eps | Eps | Eps | Eps | Eps | Eps | Eps | Eps | Eps | -9.1739 | Eps | Eps | -36 | Eps | -93 | Eps | Eps | Eps | Eps | -22 | Eps | Eps | Eps | Eps | Eps | Eps | Eps | Eps | Eps | Eps | Eps | Eps | Eps | Eps | Eps | Eps | Eps | Eps | Eps | Eps | -54 | Eps | Eps | Eps | Eps | Eps | Eps | Eps | Eps | Eps | Eps | Eps | Eps | Eps | Eps | Eps | Eps | Eps | Eps | Eps | Eps | Eps | Eps | Eps | Eps | Eps | -41
t12 | Eps | Eps | Eps | Eps | Eps | Eps | Eps | Eps | Eps | Eps | Eps | Eps | Eps | Eps | Eps | -31.8261 | -17 | Eps | Eps | Eps | -84.6799 | Eps | Eps | Eps | Eps | Eps | Eps | Eps | Eps | Eps | Eps | -12 | Eps | Eps | Eps | Eps | Eps | Eps | Eps | Eps | Eps | Eps | Eps | Eps | Eps | Eps | Eps | Eps | Eps | Eps | Eps | Eps | Eps | Eps | Eps | Eps | Eps | Eps | Eps | Eps | Eps | Eps | Eps | Eps | Eps | Eps | Eps | Eps | Eps | Eps | Eps | Eps | Eps
t13 | Eps | Eps | Eps | Eps | Eps | Eps | Eps | Eps | Eps | Eps | Eps | Eps | Eps | Eps | Eps | -41 | Eps | Eps | -36 | Eps | -47.848 | Eps | Eps | Eps | Eps | -22 | Eps | Eps | Eps | Eps | Eps | Eps | Eps | Eps | Eps | Eps | Eps | Eps | Eps | Eps | Eps | Eps | Eps | Eps | Eps | Eps | Eps | Eps | Eps | Eps | Eps | Eps | Eps | Eps | Eps | Eps | Eps | Eps | Eps | Eps | Eps | Eps | Eps | Eps | Eps | Eps | Eps | Eps | Eps | Eps | Eps | Eps | -41
t14 | Eps | Eps | Eps | Eps | Eps | Eps | Eps | Eps | Eps | Eps | Eps | Eps | Eps | Eps | Eps | -41 | -17 | Eps | Eps | Eps | -93 | Eps | Eps | Eps | Eps | -22 | Eps | Eps | Eps | Eps | Eps | -12 | Eps | Eps | Eps | Eps | Eps | Eps | Eps | Eps | Eps | Eps | Eps | Eps | Eps | Eps | -54 | Eps | Eps | Eps | Eps | Eps | Eps | Eps | Eps | Eps | Eps | Eps | Eps | Eps | Eps | Eps | Eps | Eps | Eps | Eps | Eps | Eps | Eps | Eps | Eps | Eps | -15.7135
t15 | Eps | Eps | Eps | Eps | Eps | Eps | Eps | Eps | Eps | Eps | Eps | Eps | Eps | Eps | Eps | Eps | -17 | Eps | Eps | Eps | -3.7309 | Eps | Eps | Eps | Eps | Eps | Eps | Eps | Eps | Eps | Eps | Eps | Eps | Eps | Eps | Eps | Eps | Eps | Eps | Eps | Eps | Eps | Eps | Eps | Eps | Eps | -54 | Eps | Eps | Eps | Eps | Eps | Eps | Eps | Eps | Eps | Eps | Eps | Eps | Eps | Eps | Eps | Eps | Eps | Eps | Eps | Eps | Eps | Eps | Eps | Eps | Eps | Eps
t16 | Eps | Eps | Eps | Eps | Eps | Eps | Eps | Eps | Eps | Eps | Eps | Eps | Eps | Eps | Eps | Eps | -17 | Eps | -36 | Eps | -49.7411 | Eps | Eps | Eps | Eps | -22 | Eps | Eps | Eps | Eps | Eps | -12 | Eps | Eps | Eps | Eps | Eps | Eps | Eps | Eps | Eps | Eps | Eps | Eps | Eps | Eps | Eps | Eps | Eps | Eps | Eps | Eps | Eps | Eps | Eps | Eps | Eps | Eps | Eps | Eps | Eps | Eps | Eps | Eps | Eps | Eps | Eps | Eps | Eps | Eps | Eps | Eps | -28.1865
t17 | Eps | Eps | Eps | Eps | Eps | Eps | Eps | Eps | Eps | Eps | Eps | Eps | Eps | Eps | Eps | -41 | Eps | Eps | -36 | Eps | Eps | Eps | Eps | Eps | Eps | Eps | Eps | Eps | Eps | Eps | Eps | -12 | Eps | Eps | Eps | Eps | Eps | Eps | Eps | Eps | Eps | Eps | Eps | Eps | Eps | Eps | -47.3035 | Eps | Eps | Eps | Eps | Eps | Eps | Eps | Eps | Eps | Eps | Eps | Eps | Eps | Eps | Eps | Eps | Eps | Eps | Eps | Eps | Eps | Eps | Eps | Eps | Eps | -41
t18 | Eps | Eps | Eps | Eps | Eps | Eps | Eps | Eps | Eps | Eps | Eps | Eps | Eps | Eps | Eps | Eps | Eps | Eps | Eps | Eps | Eps | Eps | Eps | Eps | Eps | Eps | Eps | Eps | Eps | Eps | Eps | Eps | Eps | Eps | Eps | Eps | Eps | Eps | Eps | Eps | Eps | Eps | Eps | Eps | Eps | Eps | Eps | Eps | Eps | Eps | Eps | Eps | Eps | Eps | Eps | Eps | Eps | Eps | Eps | Eps | Eps | Eps | Eps | Eps | Eps | Eps | Eps | Eps | Eps | Eps | Eps | Eps | Eps
t19 | Eps | Eps | Eps | Eps | Eps | Eps | Eps | Eps | Eps | Eps | Eps | Eps | Eps | Eps | Eps | Eps | Eps | Eps | 15.6431 | Eps | Eps | Eps | Eps | Eps | Eps | Eps | Eps | Eps | Eps | Eps | Eps | Eps | Eps | Eps | Eps | Eps | Eps | Eps | Eps | Eps | Eps | Eps | Eps | Eps | Eps | Eps | Eps | Eps | Eps | Eps | Eps | Eps | Eps | Eps | Eps | Eps | Eps | Eps | Eps | Eps | Eps | Eps | Eps | Eps | Eps | Eps | Eps | Eps | Eps | Eps | Eps | Eps | Eps
t20 | Eps | Eps | Eps | Eps | Eps | Eps | Eps | Eps | Eps | Eps | Eps | Eps | Eps | Eps | Eps | Eps | Eps | Eps | -15.6431 | Eps | Eps | Eps | Eps | Eps | Eps | Eps | Eps | Eps | Eps | Eps | Eps | Eps | Eps | Eps | Eps | Eps | Eps | Eps | Eps | Eps | Eps | Eps | Eps | Eps | Eps | Eps | Eps | Eps | Eps | Eps | Eps | Eps | Eps | Eps | Eps | Eps | Eps | Eps | Eps | Eps | Eps | Eps | Eps | Eps | Eps | Eps | Eps | Eps | Eps | Eps | Eps | Eps | Eps
t21 | Eps | Eps | Eps | Eps | Eps | Eps | Eps | Eps | Eps | Eps | Eps | Eps | Eps | Eps | Eps | Eps | Eps | Eps | Eps | Eps | Eps | Eps | Eps | Eps | Eps | Eps | Eps | Eps | Eps | Eps | Eps | Eps | Eps | Eps | Eps | Eps | Eps | Eps | Eps | Eps | Eps | Eps | Eps | Eps | Eps | Eps | Eps | Eps | Eps | Eps | Eps | Eps | Eps | Eps | Eps | Eps | Eps | Eps | Eps | Eps | Eps | Eps | Eps | Eps | Eps | Eps | Eps | Eps | Eps | Eps | Eps | Eps | Eps
t22 | Eps | Eps | Eps | Eps | Eps | Eps | Eps | Eps | Eps | Eps | Eps | Eps | Eps | Eps | Eps | Eps | Eps | Eps | Eps | Eps | Eps | Eps | Eps | Eps | Eps | Eps | Eps | Eps | Eps | Eps | Eps | Eps | Eps | Eps | Eps | Eps | Eps | Eps | Eps | Eps | Eps | Eps | Eps | Eps | Eps | Eps | 15.7867 | Eps | Eps | Eps | Eps | Eps | Eps | Eps | Eps | Eps | Eps | Eps | Eps | Eps | Eps | Eps | Eps | Eps | Eps | Eps | Eps | Eps | Eps | Eps | Eps | Eps | Eps
t23 | Eps | Eps | Eps | Eps | Eps | Eps | Eps | Eps | Eps | Eps | Eps | Eps | Eps | Eps | Eps | 6.9985 | Eps | Eps | 36 | Eps | 7.7905 | Eps | Eps | Eps | Eps | 22 | Eps | Eps | Eps | Eps | Eps | Eps | Eps | Eps | Eps | Eps | Eps | Eps | Eps | Eps | Eps | Eps | Eps | Eps | Eps | Eps | 54 | Eps | Eps | Eps | Eps | Eps | Eps | Eps | Eps | Eps | Eps | Eps | Eps | Eps | Eps | Eps | Eps | Eps | Eps | Eps | Eps | Eps | Eps | Eps | Eps | Eps | 41
t24 | Eps | Eps | Eps | Eps | Eps | Eps | Eps | Eps | Eps | Eps | Eps | Eps | Eps | Eps | Eps | 41 | 17 | Eps | 36 | Eps | 93 | Eps | Eps | Eps | Eps | 22 | Eps | Eps | Eps | Eps | Eps | 12 | Eps | Eps | Eps | Eps | Eps | Eps | Eps | Eps | Eps | Eps | Eps | Eps | Eps | Eps | 54 | Eps | Eps | Eps | Eps | Eps | Eps | Eps | Eps | Eps | Eps | Eps | Eps | Eps | Eps | Eps | Eps | Eps | Eps | Eps | Eps | Eps | Eps | Eps | Eps | Eps | 41
t25 | Eps | Eps | Eps | Eps | Eps | Eps | Eps | Eps | Eps | Eps | Eps | Eps | Eps | Eps | Eps | Eps | 17 | Eps | 36 | Eps | 43.8446 | Eps | Eps | Eps | Eps | 21.8585 | Eps | Eps | Eps | Eps | Eps | Eps | Eps | Eps | Eps | Eps | Eps | Eps | Eps | Eps | Eps | Eps | Eps | Eps | Eps | Eps | Eps | Eps | Eps | Eps | Eps | Eps | Eps | Eps | Eps | Eps | Eps | Eps | Eps | Eps | Eps | Eps | Eps | Eps | Eps | Eps | Eps | Eps | Eps | Eps | Eps | Eps | Eps
t26 | Eps | Eps | Eps | Eps | Eps | Eps | Eps | Eps | Eps | Eps | Eps | Eps | Eps | Eps | Eps | 41 | 17 | Eps | 36 | Eps | 90.2146 | Eps | Eps | Eps | Eps | 22 | Eps | Eps | Eps | Eps | Eps | 12 | Eps | Eps | Eps | Eps | Eps | Eps | Eps | Eps | Eps | Eps | Eps | Eps | Eps | Eps | 16.6777 | Eps | Eps | Eps | Eps | Eps | Eps | Eps | Eps | Eps | Eps | Eps | Eps | Eps | Eps | Eps | Eps | Eps | Eps | Eps | Eps | Eps | Eps | Eps | Eps | Eps | 41
t27 | Eps | Eps | Eps | Eps | Eps | Eps | Eps | Eps | Eps | Eps | Eps | Eps | Eps | Eps | Eps | 41 | Eps | Eps | Eps | Eps | 77.1028 | Eps | Eps | Eps | Eps | 0.1415 | Eps | Eps | Eps | Eps | Eps | 12 | Eps | Eps | Eps | Eps | Eps | Eps | Eps | Eps | Eps | Eps | Eps | Eps | Eps | Eps | 54 | Eps | Eps | Eps | Eps | Eps | Eps | Eps | Eps | Eps | Eps | Eps | Eps | Eps | Eps | Eps | Eps | Eps | Eps | Eps | Eps | Eps | Eps | Eps | Eps | Eps | Eps
t28 | Eps | Eps | Eps | Eps | Eps | Eps | Eps | Eps | Eps | Eps | Eps | Eps | Eps | Eps | Eps | 34.0015 | 17 | Eps | Eps | Eps | 93 | Eps | Eps | Eps | Eps | 22 | Eps | Eps | Eps | Eps | Eps | 12 | Eps | Eps | Eps | Eps | Eps | Eps | Eps | Eps | Eps | Eps | Eps | Eps | Eps | Eps | 54 | Eps | Eps | Eps | Eps | Eps | Eps | Eps | Eps | Eps | Eps | Eps | Eps | Eps | Eps | Eps | Eps | Eps | Eps | Eps | Eps | Eps | Eps | Eps | Eps | Eps | 41
t29 | Eps | Eps | Eps | Eps | Eps | Eps | Eps | Eps | Eps | Eps | Eps | Eps | Eps | Eps | Eps | Eps | Eps | Eps | Eps | Eps | 8.4583 | Eps | Eps | Eps | Eps | Eps | Eps | Eps | Eps | Eps | Eps | Eps | Eps | Eps | Eps | Eps | Eps | Eps | Eps | Eps | Eps | Eps | Eps | Eps | Eps | Eps | Eps | Eps | Eps | Eps | Eps | Eps | Eps | Eps | Eps | Eps | Eps | Eps | Eps | Eps | Eps | Eps | Eps | Eps | Eps | Eps | Eps | Eps | Eps | Eps | Eps | Eps | Eps
t30 | Eps | Eps | Eps | Eps | Eps | Eps | Eps | Eps | Eps | Eps | Eps | Eps | Eps | Eps | Eps | Eps | Eps | Eps | Eps | Eps | Eps | Eps | Eps | Eps | Eps | Eps | Eps | Eps | Eps | Eps | Eps | Eps | Eps | Eps | Eps | Eps | Eps | Eps | Eps | Eps | Eps | Eps | Eps | Eps | Eps | Eps | Eps | Eps | Eps | Eps | Eps | Eps | Eps | Eps | Eps | Eps | Eps | Eps | Eps | Eps | Eps | Eps | Eps | Eps | Eps | Eps | Eps | Eps | Eps | Eps | Eps | Eps | Eps
t31 | Eps | Eps | Eps | Eps | Eps | Eps | Eps | Eps | Eps | Eps | Eps | Eps | Eps | Eps | Eps | Eps | Eps | Eps | Eps | Eps | Eps | Eps | Eps | Eps | Eps | -22 | Eps | Eps | Eps | Eps | Eps | Eps | Eps | Eps | Eps | Eps | Eps | Eps | Eps | Eps | Eps | Eps | Eps | Eps | Eps | Eps | -32.4644 | Eps | Eps | Eps | Eps | Eps | Eps | Eps | Eps | Eps | Eps | Eps | Eps | Eps | Eps | Eps | Eps | Eps | Eps | Eps | Eps | Eps | Eps | Eps | Eps | Eps | Eps
t32 | Eps | Eps | Eps | Eps | Eps | Eps | Eps | Eps | Eps | Eps | Eps | Eps | Eps | Eps | Eps | Eps | Eps | Eps | Eps | Eps | -41.4109 | Eps | Eps | Eps | Eps | Eps | Eps | Eps | Eps | Eps | Eps | Eps | Eps | Eps | Eps | Eps | Eps | Eps | Eps | Eps | Eps | Eps | Eps | Eps | Eps | Eps | Eps | Eps | Eps | Eps | Eps | Eps | Eps | Eps | Eps | Eps | Eps | Eps | Eps | Eps | Eps | Eps | Eps | Eps | Eps | Eps | Eps | Eps | Eps | Eps | Eps | Eps | Eps
t33 | Eps | Eps | Eps | Eps | Eps | Eps | Eps | Eps | Eps | Eps | Eps | Eps | Eps | Eps | Eps | -41 | -17 | Eps | -36 | Eps | -93 | Eps | Eps | Eps | Eps | -22 | Eps | Eps | Eps | Eps | Eps | -12 | Eps | Eps | Eps | Eps | Eps | Eps | Eps | Eps | Eps | Eps | Eps | Eps | Eps | Eps | -54 | Eps | Eps | Eps | Eps | Eps | Eps | Eps | Eps | Eps | Eps | Eps | Eps | Eps | Eps | Eps | Eps | Eps | Eps | Eps | Eps | Eps | Eps | Eps | Eps | Eps | -41
t34 | Eps | Eps | Eps | Eps | Eps | Eps | Eps | Eps | Eps | Eps | Eps | Eps | Eps | Eps | Eps | -41 | -17 | Eps | -36 | Eps | -93 | Eps | Eps | Eps | Eps | -22 | Eps | Eps | Eps | Eps | Eps | -12 | Eps | Eps | Eps | Eps | Eps | Eps | Eps | Eps | Eps | Eps | Eps | Eps | Eps | Eps | -54 | Eps | Eps | Eps | Eps | Eps | Eps | Eps | Eps | Eps | Eps | Eps | Eps | Eps | Eps | Eps | Eps | Eps | Eps | Eps | Eps | Eps | Eps | Eps | Eps | Eps | -41
t35 | Eps | Eps | Eps | Eps | Eps | Eps | Eps | Eps | Eps | Eps | Eps | Eps | Eps | Eps | Eps | -41 | -17 | Eps | -36 | Eps | -93 | Eps | Eps | Eps | Eps | -22 | Eps | Eps | Eps | Eps | Eps | -12 | Eps | Eps | Eps | Eps | Eps | Eps | Eps | Eps | Eps | Eps | Eps | Eps | Eps | Eps | -54 | Eps | Eps | Eps | Eps | Eps | Eps | Eps | Eps | Eps | Eps | Eps | Eps | Eps | Eps | Eps | Eps | Eps | Eps | Eps | Eps | Eps | Eps | Eps | Eps | Eps | -41
t36 | Eps | Eps | Eps | Eps | Eps | Eps | Eps | Eps | Eps | Eps | Eps | Eps | Eps | Eps | Eps | -41 | -17 | Eps | -36 | Eps | -93 | Eps | Eps | Eps | Eps | -22 | Eps | Eps | Eps | Eps | Eps | -12 | Eps | Eps | Eps | Eps | Eps | Eps | Eps | Eps | Eps | Eps | Eps | Eps | Eps | Eps | -54 | Eps | Eps | Eps | Eps | Eps | Eps | Eps | Eps | Eps | Eps | Eps | Eps | Eps | Eps | Eps | Eps | Eps | Eps | Eps | Eps | Eps | Eps | Eps | Eps | Eps | -41

## LMPs
| s101 | s102 | s103 | s104 | s105 | s106 | s107 | s108 | s109 | s110 | s111 | s112 | s113 | s114 | s115 | s116 | s117 | s118 | s119 | s120 | s121 | s122 | s123 | s124 | s201 | s202 | s203 | s204 | s205 | s206 | s207 | s208 | s209 | s210 | s211 | s212 | s213 | s214 | s215 | s216 | s217 | s218 | s219 | s220 | s221 | s222 | s223 | s224 | s301 | s302 | s303 | s304 | s305 | s306 | s307 | s308 | s309 | s310 | s311 | s312 | s313 | s314 | s315 | s316 | s317 | s318 | s319 | s320 | s321 | s322 | s323 | s324 | s325
t1 | 18.9558 | 18.9558 | 18.9558 | 18.9558 | 18.9558 | 18.9558 | 18.9558 | 18.9558 | 18.9558 | 18.9558 | 18.9558 | 18.9558 | 18.9558 | 18.9558 | 18.9558 | 18.9558 | 18.9558 | 18.9558 | 18.9558 | 18.9558 | 18.9558 | 18.9558 | 18.9558 | 18.9558 | 18.9558 | 18.9558 | 18.9558 | 18.9558 | 18.9558 | 18.9558 | 18.9558 | 18.9558 | 18.9558 | 18.9558 | 18.9558 | 18.9558 | 18.9558 | 18.9558 | 18.9558 | 18.9558 | 18.9558 | 18.9558 | 18.9558 | 18.9558 | 18.9558 | 18.9558 | 18.9558 | 18.9558 | 18.9558 | 18.9558 | 18.9558 | 18.9558 | 18.9558 | 18.9558 | 18.9558 | 18.9558 | 18.9558 | 18.9558 | 18.9558 | 18.9558 | 18.9558 | 18.9558 | 18.9558 | 18.9558 | 18.9558 | 18.9558 | 18.9558 | 18.9558 | 18.9558 | 18.9558 | 18.9558 | 18.9558 | 18.9558
t2 | 18.4452 | 18.4452 | 18.4452 | 18.4452 | 18.4452 | 18.4452 | 18.4452 | 18.4452 | 18.4452 | 18.4452 | 18.4452 | 18.4452 | 18.4452 | 18.4452 | 18.4452 | 18.4452 | 18.4452 | 18.4452 | 18.4452 | 18.4452 | 18.4452 | 18.4452 | 18.4452 | 18.4452 | 18.4452 | 18.4452 | 18.4452 | 18.4452 | 18.4452 | 18.4452 | 18.4452 | 18.4452 | 18.4452 | 18.4452 | 18.4452 | 18.4452 | 18.4452 | 18.4452 | 18.4452 | 18.4452 | 18.4452 | 18.4452 | 18.4452 | 18.4452 | 18.4452 | 18.4452 | 18.4452 | 18.4452 | 18.4452 | 18.4452 | 18.4452 | 18.4452 | 18.4452 | 18.4452 | 18.4452 | 18.4452 | 18.4452 | 18.4452 | 18.4452 | 18.4452 | 18.4452 | 18.4452 | 18.4452 | 18.4452 | 18.4452 | 18.4452 | 18.4452 | 18.4452 | 18.4452 | 18.4452 | 18.4452 | 18.4452 | 18.4452
t3 | 18.9658 | 18.9658 | 18.9658 | 18.9658 | 18.9658 | 18.9658 | 18.9658 | 18.9658 | 18.9658 | 18.9658 | 18.9658 | 18.9658 | 18.9658 | 18.9658 | 18.9658 | 18.9658 | 18.9658 | 18.9658 | 18.9658 | 18.9658 | 18.9658 | 18.9658 | 18.9658 | 18.9658 | 18.9658 | 18.9658 | 18.9658 | 18.9658 | 18.9658 | 18.9658 | 18.9658 | 18.9658 | 18.9658 | 18.9658 | 18.9658 | 18.9658 | 18.9658 | 18.9658 | 18.9658 | 18.9658 | 18.9658 | 18.9658 | 18.9658 | 18.9658 | 18.9658 | 18.9658 | 18.9658 | 18.9658 | 18.9658 | 18.9658 | 18.9658 | 18.9658 | 18.9658 | 18.9658 | 18.9658 | 18.9658 | 18.9658 | 18.9658 | 18.9658 | 18.9658 | 18.9658 | 18.9658 | 18.9658 | 18.9658 | 18.9658 | 18.9658 | 18.9658 | 18.9658 | 18.9658 | 18.9658 | 18.9658 | 18.9658 | 18.9658
t4 | 21.5998 | 21.5998 | 21.5998 | 21.5998 | 21.5998 | 21.5998 | 21.5998 | 21.5998 | 21.5998 | 21.5998 | 21.5998 | 21.5998 | 21.5998 | 21.5998 | 21.5998 | 21.5998 | 21.5998 | 21.5998 | 21.5998 | 21.5998 | 21.5998 | 21.5998 | 21.5998 | 21.5998 | 21.5998 | 21.5998 | 21.5998 | 21.5998 | 21.5998 | 21.5998 | 21.5998 | 21.5998 | 21.5998 | 21.5998 | 21.5998 | 21.5998 | 21.5998 | 21.5998 | 21.5998 | 21.5998 | 21.5998 | 21.5998 | 21.5998 | 21.5998 | 21.5998 | 21.5998 | 21.5998 | 21.5998 | 21.5998 | 21.5998 | 21.5998 | 21.5998 | 21.5998 | 21.5998 | 21.5998 | 21.5998 | 21.5998 | 21.5998 | 21.5998 | 21.5998 | 21.5998 | 21.5998 | 21.5998 | 21.5998 | 21.5998 | 21.5998 | 21.5998 | 21.5998 | 21.5998 | 21.5998 | 21.5998 | 21.5998 | 21.5998
t5 | 21.5998 | 21.5998 | 21.5998 | 21.5998 | 21.5998 | 21.5998 | 21.5998 | 21.5998 | 21.5998 | 21.5998 | 21.5998 | 21.5998 | 21.5998 | 21.5998 | 21.5998 | 21.5998 | 21.5998 | 21.5998 | 21.5998 | 21.5998 | 21.5998 | 21.5998 | 21.5998 | 21.5998 | 21.5998 | 21.5998 | 21.5998 | 21.5998 | 21.5998 | 21.5998 | 21.5998 | 21.5998 | 21.5998 | 21.5998 | 21.5998 | 21.5998 | 21.5998 | 21.5998 | 21.5998 | 21.5998 | 21.5998 | 21.5998 | 21.5998 | 21.5998 | 21.5998 | 21.5998 | 21.5998 | 21.5998 | 21.5998 | 21.5998 | 21.5998 | 21.5998 | 21.5998 | 21.5998 | 21.5998 | 21.5998 | 21.5998 | 21.5998 | 21.5998 | 21.5998 | 21.5998 | 21.5998 | 21.5998 | 21.5998 | 21.5998 | 21.5998 | 21.5998 | 21.5998 | 21.5998 | 21.5998 | 21.5998 | 21.5998 | 21.5998
t6 | 21.5998 | 21.5998 | 21.5998 | 21.5998 | 21.5998 | 21.5998 | 21.5998 | 21.5998 | 21.5998 | 21.5998 | 21.5998 | 21.5998 | 21.5998 | 21.5998 | 21.5998 | 21.5998 | 21.5998 | 21.5998 | 21.5998 | 21.5998 | 21.5998 | 21.5998 | 21.5998 | 21.5998 | 21.5998 | 21.5998 | 21.5998 | 21.5998 | 21.5998 | 21.5998 | 21.5998 | 21.5998 | 21.5998 | 21.5998 | 21.5998 | 21.5998 | 21.5998 | 21.5998 | 21.5998 | 21.5998 | 21.5998 | 21.5998 | 21.5998 | 21.5998 | 21.5998 | 21.5998 | 21.5998 | 21.5998 | 21.5998 | 21.5998 | 21.5998 | 21.5998 | 21.5998 | 21.5998 | 21.5998 | 21.5998 | 21.5998 | 21.5998 | 21.5998 | 21.5998 | 21.5998 | 21.5998 | 21.5998 | 21.5998 | 21.5998 | 21.5998 | 21.5998 | 21.5998 | 21.5998 | 21.5998 | 21.5998 | 21.5998 | 21.5998
t7 | 21.5998 | 21.5998 | 21.5998 | 21.5998 | 21.5998 | 21.5998 | 21.5998 | 21.5998 | 21.5998 | 21.5998 | 21.5998 | 21.5998 | 21.5998 | 21.5998 | 21.5998 | 21.5998 | 21.5998 | 21.5998 | 21.5998 | 21.5998 | 21.5998 | 21.5998 | 21.5998 | 21.5998 | 21.5998 | 21.5998 | 21.5998 | 21.5998 | 21.5998 | 21.5998 | 21.5998 | 21.5998 | 21.5998 | 21.5998 | 21.5998 | 21.5998 | 21.5998 | 21.5998 | 21.5998 | 21.5998 | 21.5998 | 21.5998 | 21.5998 | 21.5998 | 21.5998 | 21.5998 | 21.5998 | 21.5998 | 21.5998 | 21.5998 | 21.5998 | 21.5998 | 21.5998 | 21.5998 | 21.5998 | 21.5998 | 21.5998 | 21.5998 | 21.5998 | 21.5998 | 21.5998 | 21.5998 | 21.5998 | 21.5998 | 21.5998 | 21.5998 | 21.5998 | 21.5998 | 21.5998 | 21.5998 | 21.5998 | 21.5998 | 21.5998
t8 | 25.2502 | 25.2502 | 25.2502 | 25.2502 | 25.2502 | 25.2502 | 25.2502 | 25.2502 | 25.2502 | 25.2502 | 25.2502 | 25.2502 | 25.2502 | 25.2502 | 25.2502 | 25.2502 | 25.2502 | 25.2502 | 25.2502 | 25.2502 | 25.2502 | 25.2502 | 25.2502 | 25.2502 | 25.2502 | 25.2502 | 25.2502 | 25.2502 | 25.2502 | 25.2502 | 25.2502 | 25.2502 | 25.2502 | 25.2502 | 25.2502 | 25.2502 | 25.2502 | 25.2502 | 25.2502 | 25.2502 | 25.2502 | 25.2502 | 25.2502 | 25.2502 | 25.2502 | 25.2502 | 25.2502 | 25.2502 | 25.2502 | 25.2502 | 25.2502 | 25.2502 | 25.2502 | 25.2502 | 25.2502 | 25.2502 | 25.2502 | 25.2502 | 25.2502 | 25.2502 | 25.2502 | 25.2502 | 25.2502 | 25.2502 | 25.2502 | 25.2502 | 25.2502 | 25.2502 | 25.2502 | 25.2502 | 25.2502 | 25.2502 | 25.2502
t9 | 26.8076 | 26.8076 | 26.8076 | 26.8076 | 26.8076 | 26.8076 | 26.8076 | 26.8076 | 26.8076 | 26.8076 | 26.8076 | 26.8076 | 26.8076 | 26.8076 | 26.8076 | 26.8076 | 26.8076 | 26.8076 | 26.8076 | 26.8076 | 26.8076 | 26.8076 | 26.8076 | 26.8076 | 26.8076 | 26.8076 | 26.8076 | 26.8076 | 26.8076 | 26.8076 | 26.8076 | 26.8076 | 26.8076 | 26.8076 | 26.8076 | 26.8076 | 26.8076 | 26.8076 | 26.8076 | 26.8076 | 26.8076 | 26.8076 | 26.8076 | 26.8076 | 26.8076 | 26.8076 | 26.8076 | 26.8076 | 26.8076 | 26.8076 | 26.8076 | 26.8076 | 26.8076 | 26.8076 | 26.8076 | 26.8076 | 26.8076 | 26.8076 | 26.8076 | 26.8076 | 26.8076 | 26.8076 | 26.8076 | 26.8076 | 26.8076 | 26.8076 | 26.8076 | 26.8076 | 26.8076 | 26.8076 | 26.8076 | 26.8076 | 26.8076
t10 | 27.1998 | 27.1998 | 27.1998 | 27.1998 | 27.1998 | 27.1998 | 27.1998 | 27.1998 | 27.1998 | 27.1998 | 27.1998 | 27.1998 | 27.1998 | 27.1998 | 27.1998 | 27.1998 | 27.1998 | 27.1998 | 27.1998 | 27.1998 | 27.1998 | 27.1998 | 27.1998 | 27.1998 | 27.1998 | 27.1998 | 27.1998 | 27.1998 | 27.1998 | 27.1998 | 27.1998 | 27.1998 | 27.1998 | 27.1998 | 27.1998 | 27.1998 | 27.1998 | 27.1998 | 27.1998 | 27.1998 | 27.1998 | 27.1998 | 27.1998 | 27.1998 | 27.1998 | 27.1998 | 27.1998 | 27.1998 | 27.1998 | 27.1998 | 27.1998 | 27.1998 | 27.1998 | 27.1998 | 27.1998 | 27.1998 | 27.1998 | 27.1998 | 27.1998 | 27.1998 | 27.1998 | 27.1998 | 27.1998 | 27.1998 | 27.1998 | 27.1998 | 27.1998 | 27.1998 | 27.1998 | 27.1998 | 27.1998 | 27.1998 | 27.1998
t11 | 26.8076 | 26.8076 | 26.8076 | 26.8076 | 26.8076 | 26.8076 | 26.8076 | 26.8076 | 26.8076 | 26.8076 | 26.8076 | 26.8076 | 26.8076 | 26.8076 | 26.8076 | 26.8076 | 26.8076 | 26.8076 | 26.8076 | 26.8076 | 26.8076 | 26.8076 | 26.8076 | 26.8076 | 26.8076 | 26.8076 | 26.8076 | 26.8076 | 26.8076 | 26.8076 | 26.8076 | 26.8076 | 26.8076 | 26.8076 | 26.8076 | 26.8076 | 26.8076 | 26.8076 | 26.8076 | 26.8076 | 26.8076 | 26.8076 | 26.8076 | 26.8076 | 26.8076 | 26.8076 | 26.8076 | 26.8076 | 26.8076 | 26.8076 | 26.8076 | 26.8076 | 26.8076 | 26.8076 | 26.8076 | 26.8076 | 26.8076 | 26.8076 | 26.8076 | 26.8076 | 26.8076 | 26.8076 | 26.8076 | 26.8076 | 26.8076 | 26.8076 | 26.8076 | 26.8076 | 26.8076 | 26.8076 | 26.8076 | 26.8076 | 26.8076
t12 | 26.7076 | 26.7076 | 26.7076 | 26.7076 | 26.7076 | 26.7076 | 26.7076 | 26.7076 | 26.7076 | 26.7076 | 26.7076 | 26.7076 | 26.7076 | 26.7076 | 26.7076 | 26.7076 | 26.7076 | 26.7076 | 26.7076 | 26.7076 | 26.7076 | 26.7076 | 26.7076 | 26.7076 | 26.7076 | 26.7076 | 26.7076 | 26.7076 | 26.7076 | 26.7076 | 26.7076 | 26.7076 | 26.7076 | 26.7076 | 26.7076 | 26.7076 | 26.7076 | 26.7076 | 26.7076 | 26.7076 | 26.7076 | 26.7076 | 26.7076 | 26.7076 | 26.7076 | 26.7076 | 26.7076 | 26.7076 | 26.7076 | 26.7076 | 26.7076 | 26.7076 | 26.7076 | 26.7076 | 26.7076 | 26.7076 | 26.7076 | 26.7076 | 26.7076 | 26.7076 | 26.7076 | 26.7076 | 26.7076 | 26.7076 | 26.7076 | 26.7076 | 26.7076 | 26.7076 | 26.7076 | 26.7076 | 26.7076 | 26.7076 | 26.7076
t13 | 25.4602 | 25.4602 | 25.4602 | 25.4602 | 25.4602 | 25.4602 | 25.4602 | 25.4602 | 25.4602 | 25.4602 | 25.4602 | 25.4602 | 25.4602 | 25.4602 | 25.4602 | 25.4602 | 25.4602 | 25.4602 | 25.4602 | 25.4602 | 25.4602 | 25.4602 | 25.4602 | 25.4602 | 25.4602 | 25.4602 | 25.4602 | 25.4602 | 25.4602 | 25.4602 | 25.4602 | 25.4602 | 25.4602 | 25.4602 | 25.4602 | 25.4602 | 25.4602 | 25.4602 | 25.4602 | 25.4602 | 25.4602 | 25.4602 | 25.4602 | 25.4602 | 25.4602 | 25.4602 | 25.4602 | 25.4602 | 25.4602 | 25.4602 | 25.4602 | 25.4602 | 25.4602 | 25.4602 | 25.4602 | 25.4602 | 25.4602 | 25.4602 | 25.4602 | 25.4602 | 25.4602 | 25.4602 | 25.4602 | 25.4602 | 25.4602 | 25.4602 | 25.4602 | 25.4602 | 25.4602 | 25.4602 | 25.4602 | 25.4602 | 25.4602
t14 | 25.3402 | 25.3402 | 25.3402 | 25.3402 | 25.3402 | 25.3402 | 25.3402 | 25.3402 | 25.3402 | 25.3402 | 25.3402 | 25.3402 | 25.3402 | 25.3402 | 25.3402 | 25.3402 | 25.3402 | 25.3402 | 25.3402 | 25.3402 | 25.3402 | 25.3402 | 25.3402 | 25.3402 | 25.3402 | 25.3402 | 25.3402 | 25.3402 | 25.3402 | 25.3402 | 25.3402 | 25.3402 | 25.3402 | 25.3402 | 25.3402 | 25.3402 | 25.3402 | 25.3402 | 25.3402 | 25.3402 | 25.3402 | 25.3402 | 25.3402 | 25.3402 | 25.3402 | 25.3402 | 25.3402 | 25.3402 | 25.3402 | 25.3402 | 25.3402 | 25.3402 | 25.3402 | 25.3402 | 25.3402 | 25.3402 | 25.3402 | 25.3402 | 25.3402 | 25.3402 | 25.3402 | 25.3402 | 25.3402 | 25.3402 | 25.3402 | 25.3402 | 25.3402 | 25.3402 | 25.3402 | 25.3402 | 25.3402 | 25.3402 | 25.3402
t15 | 25.2502 | 25.2502 | 25.2502 | 25.2502 | 25.2502 | 25.2502 | 25.2502 | 25.2502 | 25.2502 | 25.2502 | 25.2502 | 25.2502 | 25.2502 | 25.2502 | 25.2502 | 25.2502 | 25.2502 | 25.2502 | 25.2502 | 25.2502 | 25.2502 | 25.2502 | 25.2502 | 25.2502 | 25.2502 | 25.2502 | 25.2502 | 25.2502 | 25.2502 | 25.2502 | 25.2502 | 25.2502 | 25.2502 | 25.2502 | 25.2502 | 25.2502 | 25.2502 | 25.2502 | 25.2502 | 25.2502 | 25.2502 | 25.2502 | 25.2502 | 25.2502 | 25.2502 | 25.2502 | 25.2502 | 25.2502 | 25.2502 | 25.2502 | 25.2502 | 25.2502 | 25.2502 | 25.2502 | 25.2502 | 25.2502 | 25.2502 | 25.2502 | 25.2502 | 25.2502 | 25.2502 | 25.2502 | 25.2502 | 25.2502 | 25.2502 | 25.2502 | 25.2502 | 25.2502 | 25.2502 | 25.2502 | 25.2502 | 25.2502 | 25.2502
t16 | 25.3602 | 25.3602 | 25.3602 | 25.3602 | 25.3602 | 25.3602 | 25.3602 | 25.3602 | 25.3602 | 25.3602 | 25.3602 | 25.3602 | 25.3602 | 25.3602 | 25.3602 | 25.3602 | 25.3602 | 25.3602 | 25.3602 | 25.3602 | 25.3602 | 25.3602 | 25.3602 | 25.3602 | 25.3602 | 25.3602 | 25.3602 | 25.3602 | 25.3602 | 25.3602 | 25.3602 | 25.3602 | 25.3602 | 25.3602 | 25.3602 | 25.3602 | 25.3602 | 25.3602 | 25.3602 | 25.3602 | 25.3602 | 25.3602 | 25.3602 | 25.3602 | 25.3602 | 25.3602 | 25.3602 | 25.3602 | 25.3602 | 25.3602 | 25.3602 | 25.3602 | 25.3602 | 25.3602 | 25.3602 | 25.3602 | 25.3602 | 25.3602 | 25.3602 | 25.3602 | 25.3602 | 25.3602 | 25.3602 | 25.3602 | 25.3602 | 25.3602 | 25.3602 | 25.3602 | 25.3602 | 25.3602 | 25.3602 | 25.3602 | 25.3602
t17 | 25.3402 | 25.3402 | 25.3402 | 25.3402 | 25.3402 | 25.3402 | 25.3402 | 25.3402 | 25.3402 | 25.3402 | 25.3402 | 25.3402 | 25.3402 | 25.3402 | 25.3402 | 25.3402 | 25.3402 | 25.3402 | 25.3402 | 25.3402 | 25.3402 | 25.3402 | 25.3402 | 25.3402 | 25.3402 | 25.3402 | 25.3402 | 25.3402 | 25.3402 | 25.3402 | 25.3402 | 25.3402 | 25.3402 | 25.3402 | 25.3402 | 25.3402 | 25.3402 | 25.3402 | 25.3402 | 25.3402 | 25.3402 | 25.3402 | 25.3402 | 25.3402 | 25.3402 | 25.3402 | 25.3402 | 25.3402 | 25.3402 | 25.3402 | 25.3402 | 25.3402 | 25.3402 | 25.3402 | 25.3402 | 25.3402 | 25.3402 | 25.3402 | 25.3402 | 25.3402 | 25.3402 | 25.3402 | 25.3402 | 25.3402 | 25.3402 | 25.3402 | 25.3402 | 25.3402 | 25.3402 | 25.3402 | 25.3402 | 25.3402 | 25.3402
t18 | 24.6449 | 24.6449 | 24.6449 | 24.6449 | 24.6449 | 24.6449 | 24.6449 | 24.6449 | 24.6449 | 24.6449 | 24.6449 | 24.6449 | 24.6449 | 24.6449 | 24.6449 | 24.6449 | 24.6449 | 24.6449 | 24.6449 | 24.6449 | 24.6449 | 24.6449 | 24.6449 | 24.6449 | 24.6449 | 24.6449 | 24.6449 | 24.6449 | 24.6449 | 24.6449 | 24.6449 | 24.6449 | 24.6449 | 24.6449 | 24.6449 | 24.6449 | 24.6449 | 24.6449 | 24.6449 | 24.6449 | 24.6449 | 24.6449 | 24.6449 | 24.6449 | 24.6449 | 24.6449 | 24.6449 | 24.6449 | 24.6449 | 24.6449 | 24.6449 | 24.6449 | 24.6449 | 24.6449 | 24.6449 | 24.6449 | 24.6449 | 24.6449 | 24.6449 | 24.6449 | 24.6449 | 24.6449 | 24.6449 | 24.6449 | 24.6449 | 24.6449 | 24.6449 | 24.6449 | 24.6449 | 24.6449 | 24.6449 | 24.6449 | 24.6449
t19 | 20.182 | 20.182 | 20.182 | 20.182 | 20.182 | 20.182 | 20.182 | 20.182 | 20.182 | 20.182 | 20.182 | 20.182 | 20.182 | 20.182 | 20.182 | 20.182 | 20.182 | 20.182 | 20.182 | 20.182 | 20.182 | 20.182 | 20.182 | 20.182 | 20.182 | 20.182 | 20.182 | 20.182 | 20.182 | 20.182 | 20.182 | 20.182 | 20.182 | 20.182 | 20.182 | 20.182 | 20.182 | 20.182 | 20.182 | 20.182 | 20.182 | 20.182 | 20.182 | 20.182 | 20.182 | 20.182 | 20.182 | 20.182 | 20.182 | 20.182 | 20.182 | 20.182 | 20.182 | 20.182 | 20.182 | 20.182 | 20.182 | 20.182 | 20.182 | 20.182 | 20.182 | 20.182 | 20.182 | 20.182 | 20.182 | 20.182 | 20.182 | 20.182 | 20.182 | 20.182 | 20.182 | 20.182 | 20.182
t20 | 19.0758 | 19.0758 | 19.0758 | 19.0758 | 19.0758 | 19.0758 | 19.0758 | 19.0758 | 19.0758 | 19.0758 | 19.0758 | 19.0758 | 19.0758 | 19.0758 | 19.0758 | 19.0758 | 19.0758 | 19.0758 | 19.0758 | 19.0758 | 19.0758 | 19.0758 | 19.0758 | 19.0758 | 19.0758 | 19.0758 | 19.0758 | 19.0758 | 19.0758 | 19.0758 | 19.0758 | 19.0758 | 19.0758 | 19.0758 | 19.0758 | 19.0758 | 19.0758 | 19.0758 | 19.0758 | 19.0758 | 19.0758 | 19.0758 | 19.0758 | 19.0758 | 19.0758 | 19.0758 | 19.0758 | 19.0758 | 19.0758 | 19.0758 | 19.0758 | 19.0758 | 19.0758 | 19.0758 | 19.0758 | 19.0758 | 19.0758 | 19.0758 | 19.0758 | 19.0758 | 19.0758 | 19.0758 | 19.0758 | 19.0758 | 19.0758 | 19.0758 | 19.0758 | 19.0758 | 19.0758 | 19.0758 | 19.0758 | 19.0758 | 19.0758
t21 | 18.3452 | 18.3452 | 18.3452 | 18.3452 | 18.3452 | 18.3452 | 18.3452 | 18.3452 | 18.3452 | 18.3452 | 18.3452 | 18.3452 | 18.3452 | 18.3452 | 18.3452 | 18.3452 | 18.3452 | 18.3452 | 18.3452 | 18.3452 | 18.3452 | 18.3452 | 18.3452 | 18.3452 | 18.3452 | 18.3452 | 18.3452 | 18.3452 | 18.3452 | 18.3452 | 18.3452 | 18.3452 | 18.3452 | 18.3452 | 18.3452 | 18.3452 | 18.3452 | 18.3452 | 18.3452 | 18.3452 | 18.3452 | 18.3452 | 18.3452 | 18.3452 | 18.3452 | 18.3452 | 18.3452 | 18.3452 | 18.3452 | 18.3452 | 18.3452 | 18.3452 | 18.3452 | 18.3452 | 18.3452 | 18.3452 | 18.3452 | 18.3452 | 18.3452 | 18.3452 | 18.3452 | 18.3452 | 18.3452 | 18.3452 | 18.3452 | 18.3452 | 18.3452 | 18.3452 | 18.3452 | 18.3452 | 18.3452 | 18.3452 | 18.3452
t22 | 17.7895 | 17.7897 | 17.7835 | 17.7902 | 17.7907 | 17.7915 | 17.8024 | 17.7977 | 17.7907 | 17.792 | 17.7901 | 17.7931 | 17.7957 | 17.7839 | 17.7715 | 17.7753 | 17.7693 | 17.7665 | 17.7823 | 17.7885 | 17.7639 | 17.766 | 17.7918 | 17.7761 | 17.8214 | 17.8216 | 17.8148 | 17.8222 | 17.8228 | 17.8236 | 17.8235 | 17.8235 | 17.8227 | 17.8242 | 17.8237 | 17.8273 | 17.8277 | 17.8204 | 17.8119 | 17.8158 | 17.8103 | 17.8107 | 17.8242 | 17.8316 | 17.8111 | 17.8107 | 17.8356 | 17.813 | 17.9132 | 17.9133 | 17.9092 | 17.9137 | 17.914 | 17.9145 | 17.9145 | 17.9145 | 17.914 | 17.9149 | 17.9138 | 17.9176 | 17.9177 | 17.9097 | 17.901 | 17.904 | 17.8962 | 17.892 | 17.9129 | 17.9206 | 17.8952 | 17.8955 | 17.9249 | 17.9041 | 17.9297
t23 | 17.7077 | 17.7077 | 17.7077 | 17.7077 | 17.7077 | 17.7077 | 17.7077 | 17.7077 | 17.7077 | 17.7077 | 17.7077 | 17.7077 | 17.7077 | 17.7077 | 17.7077 | 17.7077 | 17.7077 | 17.7077 | 17.7077 | 17.7077 | 17.7077 | 17.7077 | 17.7077 | 17.7077 | 17.7077 | 17.7077 | 17.7077 | 17.7077 | 17.7077 | 17.7077 | 17.7077 | 17.7077 | 17.7077 | 17.7077 | 17.7077 | 17.7077 | 17.7077 | 17.7077 | 17.7077 | 17.7077 | 17.7077 | 17.7077 | 17.7077 | 17.7077 | 17.7077 | 17.7077 | 17.7077 | 17.7077 | 17.7077 | 17.7077 | 17.7077 | 17.7077 | 17.7077 | 17.7077 | 17.7077 | 17.7077 | 17.7077 | 17.7077 | 17.7077 | 17.7077 | 17.7077 | 17.7077 | 17.7077 | 17.7077 | 17.7077 | 17.7077 | 17.7077 | 17.7077 | 17.7077 | 17.7077 | 17.7077 | 17.7077 | 17.7077
t24 | 7.5833 | 7.5836 | 7.5762 | 7.5842 | 7.5848 | 7.5857 | 7.5987 | 7.5931 | 7.5847 | 7.5863 | 7.584 | 7.5876 | 7.5907 | 7.5767 | 7.5619 | 7.5664 | 7.5593 | 7.5559 | 7.5748 | 7.5821 | 7.5528 | 7.5554 | 7.5861 | 7.5674 | 7.6213 | 7.6215 | 7.6134 | 7.6222 | 7.6229 | 7.6239 | 7.6237 | 7.6237 | 7.6228 | 7.6246 | 7.624 | 7.6283 | 7.6288 | 7.6201 | 7.61 | 7.6146 | 7.608 | 7.6085 | 7.6247 | 7.6334 | 7.609 | 7.6086 | 7.6382 | 7.6113 | 7.7304 | 7.7306 | 7.7256 | 7.731 | 7.7315 | 7.732 | 7.732 | 7.732 | 7.7314 | 7.7325 | 7.7312 | 7.7357 | 7.7358 | 7.7263 | 7.7159 | 7.7196 | 7.7102 | 7.7052 | 7.7301 | 7.7393 | 7.709 | 7.7095 | 7.7443 | 7.7196 | 7.7501
t25 | 17.8177 | 17.8177 | 17.8177 | 17.8177 | 17.8177 | 17.8177 | 17.8177 | 17.8177 | 17.8177 | 17.8177 | 17.8177 | 17.8177 | 17.8177 | 17.8177 | 17.8177 | 17.8177 | 17.8177 | 17.8177 | 17.8177 | 17.8177 | 17.8177 | 17.8177 | 17.8177 | 17.8177 | 17.8177 | 17.8177 | 17.8177 | 17.8177 | 17.8177 | 17.8177 | 17.8177 | 17.8177 | 17.8177 | 17.8177 | 17.8177 | 17.8177 | 17.8177 | 17.8177 | 17.8177 | 17.8177 | 17.8177 | 17.8177 | 17.8177 | 17.8177 | 17.8177 | 17.8177 | 17.8177 | 17.8177 | 17.8177 | 17.8177 | 17.8177 | 17.8177 | 17.8177 | 17.8177 | 17.8177 | 17.8177 | 17.8177 | 17.8177 | 17.8177 | 17.8177 | 17.8177 | 17.8177 | 17.8177 | 17.8177 | 17.8177 | 17.8177 | 17.8177 | 17.8177 | 17.8177 | 17.8177 | 17.8177 | 17.8177 | 17.8177
t26 | 17.9077 | 17.9077 | 17.9077 | 17.9077 | 17.9077 | 17.9077 | 17.9077 | 17.9077 | 17.9077 | 17.9077 | 17.9077 | 17.9077 | 17.9077 | 17.9077 | 17.9077 | 17.9077 | 17.9077 | 17.9077 | 17.9077 | 17.9077 | 17.9077 | 17.9077 | 17.9077 | 17.9077 | 17.9077 | 17.9077 | 17.9077 | 17.9077 | 17.9077 | 17.9077 | 17.9077 | 17.9077 | 17.9077 | 17.9077 | 17.9077 | 17.9077 | 17.9077 | 17.9077 | 17.9077 | 17.9077 | 17.9077 | 17.9077 | 17.9077 | 17.9077 | 17.9077 | 17.9077 | 17.9077 | 17.9077 | 17.9077 | 17.9077 | 17.9077 | 17.9077 | 17.9077 | 17.9077 | 17.9077 | 17.9077 | 17.9077 | 17.9077 | 17.9077 | 17.9077 | 17.9077 | 17.9077 | 17.9077 | 17.9077 | 17.9077 | 17.9077 | 17.9077 | 17.9077 | 17.9077 | 17.9077 | 17.9077 | 17.9077 | 17.9077
t27 | 18.2143 | 18.2143 | 18.2143 | 18.2143 | 18.2143 | 18.2143 | 18.2143 | 18.2143 | 18.2143 | 18.2143 | 18.2143 | 18.2143 | 18.2143 | 18.2143 | 18.2143 | 18.2143 | 18.2143 | 18.2143 | 18.2143 | 18.2143 | 18.2143 | 18.2143 | 18.2143 | 18.2143 | 18.2143 | 18.2143 | 18.2143 | 18.2143 | 18.2143 | 18.2143 | 18.2143 | 18.2143 | 18.2143 | 18.2143 | 18.2143 | 18.2143 | 18.2143 | 18.2143 | 18.2143 | 18.2143 | 18.2143 | 18.2143 | 18.2143 | 18.2143 | 18.2143 | 18.2143 | 18.2143 | 18.2143 | 18.2143 | 18.2143 | 18.2143 | 18.2143 | 18.2143 | 18.2143 | 18.2143 | 18.2143 | 18.2143 | 18.2143 | 18.2143 | 18.2143 | 18.2143 | 18.2143 | 18.2143 | 18.2143 | 18.2143 | 18.2143 | 18.2143 | 18.2143 | 18.2143 | 18.2143 | 18.2143 | 18.2143 | 18.2143
t28 | 18.243 | 18.2434 | 18.2331 | 18.2443 | 18.2451 | 18.2463 | 18.3612 | 18.3123 | 18.245 | 18.2473 | 18.2324 | 18.2324 | 18.2252 | 18.2249 | 18.2132 | 18.2143 | 18.211 | 18.2094 | 18.2147 | 18.2151 | 18.208 | 18.2092 | 18.2153 | 18.2208 | 20.202 | 15.5238 | 18.4902 | 16.8105 | 19.1667 | 17.4749 | 17.9795 | 17.9795 | 17.8642 | 18.0948 | 18.0449 | 18.0339 | 18.0558 | 18.1007 | 18.2113 | 18.1791 | 18.195 | 18.1991 | 18.1519 | 18.1283 | 18.203 | 18.1998 | 18.1153 | 18.3179 | 18.1643 | 18.1644 | 18.1618 | 18.1646 | 18.1648 | 18.1652 | 18.1651 | 18.1651 | 18.1648 | 18.1654 | 18.1647 | 18.1671 | 18.1672 | 18.1621 | 18.1566 | 18.1585 | 18.1535 | 18.1509 | 18.1641 | 18.169 | 18.1529 | 18.1532 | 18.1717 | 18.1586 | 18.1748
t29 | 18.215 | 18.2153 | 18.2052 | 18.2162 | 18.217 | 18.2182 | 18.2362 | 18.2285 | 18.2169 | 18.2192 | 18.216 | 18.2209 | 18.2252 | 18.2059 | 18.1855 | 18.1917 | 18.1818 | 18.1772 | 18.2032 | 18.2133 | 18.173 | 18.1765 | 18.2188 | 18.193 | 18.2673 | 18.2677 | 18.2565 | 18.2687 | 18.2696 | 18.2709 | 18.2707 | 18.2707 | 18.2695 | 18.2719 | 18.2711 | 18.2771 | 18.2776 | 18.2657 | 18.2518 | 18.2582 | 18.249 | 18.2497 | 18.272 | 18.284 | 18.2504 | 18.2499 | 18.2906 | 18.2536 | 18.4178 | 18.418 | 18.4112 | 18.4186 | 18.4192 | 18.42 | 18.4199 | 18.4199 | 18.4191 | 18.4207 | 18.4188 | 18.4251 | 18.4252 | 18.4122 | 18.3978 | 18.4028 | 18.3899 | 18.383 | 18.4173 | 18.43 | 18.3882 | 18.3889 | 18.4369 | 18.4029 | 18.4449
t30 | 18.2452 | 18.2452 | 18.2452 | 18.2452 | 18.2452 | 18.2452 | 18.2452 | 18.2452 | 18.2452 | 18.2452 | 18.2452 | 18.2452 | 18.2452 | 18.2452 | 18.2452 | 18.2452 | 18.2452 | 18.2452 | 18.2452 | 18.2452 | 18.2452 | 18.2452 | 18.2452 | 18.2452 | 18.2452 | 18.2452 | 18.2452 | 18.2452 | 18.2452 | 18.2452 | 18.2452 | 18.2452 | 18.2452 | 18.2452 | 18.2452 | 18.2452 | 18.2452 | 18.2452 | 18.2452 | 18.2452 | 18.2452 | 18.2452 | 18.2452 | 18.2452 | 18.2452 | 18.2452 | 18.2452 | 18.2452 | 18.2452 | 18.2452 | 18.2452 | 18.2452 | 18.2452 | 18.2452 | 18.2452 | 18.2452 | 18.2452 | 18.2452 | 18.2452 | 18.2452 | 18.2452 | 18.2452 | 18.2452 | 18.2452 | 18.2452 | 18.2452 | 18.2452 | 18.2452 | 18.2452 | 18.2452 | 18.2452 | 18.2452 | 18.2452
t31 | 19.1658 | 19.1658 | 19.1658 | 19.1658 | 19.1658 | 19.1658 | 19.1658 | 19.1658 | 19.1658 | 19.1658 | 19.1658 | 19.1658 | 19.1658 | 19.1658 | 19.1658 | 19.1658 | 19.1658 | 19.1658 | 19.1658 | 19.1658 | 19.1658 | 19.1658 | 19.1658 | 19.1658 | 19.1658 | 19.1658 | 19.1658 | 19.1658 | 19.1658 | 19.1658 | 19.1658 | 19.1658 | 19.1658 | 19.1658 | 19.1658 | 19.1658 | 19.1658 | 19.1658 | 19.1658 | 19.1658 | 19.1658 | 19.1658 | 19.1658 | 19.1658 | 19.1658 | 19.1658 | 19.1658 | 19.1658 | 19.1658 | 19.1658 | 19.1658 | 19.1658 | 19.1658 | 19.1658 | 19.1658 | 19.1658 | 19.1658 | 19.1658 | 19.1658 | 19.1658 | 19.1658 | 19.1658 | 19.1658 | 19.1658 | 19.1658 | 19.1658 | 19.1658 | 19.1658 | 19.1658 | 19.1658 | 19.1658 | 19.1658 | 19.1658
t32 | 22.9366 | 22.9366 | 22.9366 | 22.9366 | 22.9366 | 22.9366 | 22.9366 | 22.9366 | 22.9366 | 22.9366 | 22.9366 | 22.9366 | 22.9366 | 22.9366 | 22.9366 | 22.9366 | 22.9366 | 22.9366 | 22.9366 | 22.9366 | 22.9366 | 22.9366 | 22.9366 | 22.9366 | 22.9366 | 22.9366 | 22.9366 | 22.9366 | 22.9366 | 22.9366 | 22.9366 | 22.9366 | 22.9366 | 22.9366 | 22.9366 | 22.9366 | 22.9366 | 22.9366 | 22.9366 | 22.9366 | 22.9366 | 22.9366 | 22.9366 | 22.9366 | 22.9366 | 22.9366 | 22.9366 | 22.9366 | 22.9366 | 22.9366 | 22.9366 | 22.9366 | 22.9366 | 22.9366 | 22.9366 | 22.9366 | 22.9366 | 22.9366 | 22.9366 | 22.9366 | 22.9366 | 22.9366 | 22.9366 | 22.9366 | 22.9366 | 22.9366 | 22.9366 | 22.9366 | 22.9366 | 22.9366 | 22.9366 | 22.9366 | 22.9366
t33 | 26.8076 | 26.8076 | 26.8076 | 26.8076 | 26.8076 | 26.8076 | 26.8076 | 26.8076 | 26.8076 | 26.8076 | 26.8076 | 26.8076 | 26.8076 | 26.8076 | 26.8076 | 26.8076 | 26.8076 | 26.8076 | 26.8076 | 26.8076 | 26.8076 | 26.8076 | 26.8076 | 26.8076 | 26.8076 | 26.8076 | 26.8076 | 26.8076 | 26.8076 | 26.8076 | 26.8076 | 26.8076 | 26.8076 | 26.8076 | 26.8076 | 26.8076 | 26.8076 | 26.8076 | 26.8076 | 26.8076 | 26.8076 | 26.8076 | 26.8076 | 26.8076 | 26.8076 | 26.8076 | 26.8076 | 26.8076 | 26.8076 | 26.8076 | 26.8076 | 26.8076 | 26.8076 | 26.8076 | 26.8076 | 26.8076 | 26.8076 | 26.8076 | 26.8076 | 26.8076 | 26.8076 | 26.8076 | 26.8076 | 26.8076 | 26.8076 | 26.8076 | 26.8076 | 26.8076 | 26.8076 | 26.8076 | 26.8076 | 26.8076 | 26.8076
t34 | 26.7076 | 26.7076 | 26.7076 | 26.7076 | 26.7076 | 26.7076 | 26.7076 | 26.7076 | 26.7076 | 26.7076 | 26.7076 | 26.7076 | 26.7076 | 26.7076 | 26.7076 | 26.7076 | 26.7076 | 26.7076 | 26.7076 | 26.7076 | 26.7076 | 26.7076 | 26.7076 | 26.7076 | 26.7076 | 26.7076 | 26.7076 | 26.7076 | 26.7076 | 26.7076 | 26.7076 | 26.7076 | 26.7076 | 26.7076 | 26.7076 | 26.7076 | 26.7076 | 26.7076 | 26.7076 | 26.7076 | 26.7076 | 26.7076 | 26.7076 | 26.7076 | 26.7076 | 26.7076 | 26.7076 | 26.7076 | 26.7076 | 26.7076 | 26.7076 | 26.7076 | 26.7076 | 26.7076 | 26.7076 | 26.7076 | 26.7076 | 26.7076 | 26.7076 | 26.7076 | 26.7076 | 26.7076 | 26.7076 | 26.7076 | 26.7076 | 26.7076 | 26.7076 | 26.7076 | 26.7076 | 26.7076 | 26.7076 | 26.7076 | 26.7076
t35 | 26.8076 | 26.8076 | 26.8076 | 26.8076 | 26.8076 | 26.8076 | 26.8076 | 26.8076 | 26.8076 | 26.8076 | 26.8076 | 26.8076 | 26.8076 | 26.8076 | 26.8076 | 26.8076 | 26.8076 | 26.8076 | 26.8076 | 26.8076 | 26.8076 | 26.8076 | 26.8076 | 26.8076 | 26.8076 | 26.8076 | 26.8076 | 26.8076 | 26.8076 | 26.8076 | 26.8076 | 26.8076 | 26.8076 | 26.8076 | 26.8076 | 26.8076 | 26.8076 | 26.8076 | 26.8076 | 26.8076 | 26.8076 | 26.8076 | 26.8076 | 26.8076 | 26.8076 | 26.8076 | 26.8076 | 26.8076 | 26.8076 | 26.8076 | 26.8076 | 26.8076 | 26.8076 | 26.8076 | 26.8076 | 26.8076 | 26.8076 | 26.8076 | 26.8076 | 26.8076 | 26.8076 | 26.8076 | 26.8076 | 26.8076 | 26.8076 | 26.8076 | 26.8076 | 26.8076 | 26.8076 | 26.8076 | 26.8076 | 26.8076 | 26.8076
t36 | 26.7076 | 26.7076 | 26.7076 | 26.7076 | 26.7076 | 26.7076 | 26.7076 | 26.7076 | 26.7076 | 26.7076 | 26.7076 | 26.7076 | 26.7076 | 26.7076 | 26.7076 | 26.7076 | 26.7076 | 26.7076 | 26.7076 | 26.7076 | 26.7076 | 26.7076 | 26.7076 | 26.7076 | 26.7076 | 26.7076 | 26.7076 | 26.7076 | 26.7076 | 26.7076 | 26.7076 | 26.7076 | 26.7076 | 26.7076 | 26.7076 | 26.7076 | 26.7076 | 26.7076 | 26.7076 | 26.7076 | 26.7076 | 26.7076 | 26.7076 | 26.7076 | 26.7076 | 26.7076 | 26.7076 | 26.7076 | 26.7076 | 26.7076 | 26.7076 | 26.7076 | 26.7076 | 26.7076 | 26.7076 | 26.7076 | 26.7076 | 26.7076 | 26.7076 | 26.7076 | 26.7076 | 26.7076 | 26.7076 | 26.7076 | 26.7076 | 26.7076 | 26.7076 | 26.7076 | 26.7076 | 26.7076 | 26.7076 | 26.7076 | 26.7076