## Line_Data
1/X (S) |  | X (Ohm) |  | R (Ohm) |  | Long-Term Rating (MW) |  | Short-Term Rating (MW) |  | Line Capacity Factor: | 0.8
| column1 |  | column1 |  | column1 |  | column1 |  | column1
l1 | 7142.8571 | l1 |  | l1 |  | l1 | 175 | l1 | 210
l2 | 473.9336 | l2 |  | l2 |  | l2 | 175 | l2 | 210
l3 | 1176.4706 | l3 |  | l3 |  | l3 | 175 | l3 | 210
l4 | 787.4016 | l4 |  | l4 |  | l4 | 175 | l4 | 210
l5 | 520.8333 | l5 |  | l5 |  | l5 | 175 | l5 | 210
l6 | 840.3361 | l6 |  | l6 |  | l6 | 175 | l6 | 210
l7 | 1190.4762 | l7 |  | l7 |  | l7 | 400 | l7 | 480
l8 | 961.5385 | l8 |  | l8 |  | l8 | 175 | l8 | 210
l9 | 1136.3636 | l9 |  | l9 |  | l9 | 175 | l9 | 210
l10 | 1639.3443 | l10 |  | l10 |  | l10 | 175 | l10 | 210
l11 | 1639.3443 | l11 |  | l11 |  | l11 | 175 | l11 | 210
l12 | 606.0606 | l12 |  | l12 |  | l12 | 175 | l12 | 210
l13 | 606.0606 | l13 |  | l13 |  | l13 | 175 | l13 | 210
l14 | 1190.4762 | l14 |  | l14 |  | l14 | 400 | l14 | 480
l15 | 1190.4762 | l15 |  | l15 |  | l15 | 400 | l15 | 480
l16 | 1190.4762 | l16 |  | l16 |  | l16 | 400 | l16 | 480
l17 | 1190.4762 | l17 |  | l17 |  | l17 | 400 | l17 | 480
l18 | 2083.3333 | l18 |  | l18 |  | l18 | 500 | l18 | 600
l19 | 2380.9524 | l19 |  | l19 |  | l19 | 500 | l19 | 600
l20 | 2083.3333 | l20 |  | l20 |  | l20 | 500 | l20 | 600
l21 | 1030.9278 | l21 |  | l21 |  | l21 | 500 | l21 | 600
l22 | 1149.4253 | l22 |  | l22 |  | l22 | 500 | l22 | 600
l23 | 1694.9153 | l23 |  | l23 |  | l23 | 500 | l23 | 600
l24 | 5882.3529 | l24 |  | l24 |  | l24 | 500 | l24 | 600
l25 | 2040.8163 | l25 |  | l25 |  | l25 | 500 | l25 | 600
l26 | 1923.0769 | l26 |  | l26 |  | l26 | 500 | l26 | 600
l27 | 3846.1538 | l27 |  | l27 |  | l27 | 500 | l27 | 600
l28 | 4347.8261 | l28 |  | l28 |  | l28 | 500 | l28 | 600
l29 | 7142.8571 | l29 |  | l29 |  | l29 | 500 | l29 | 600
l30 | 952.381 | l30 |  | l30 |  | l30 | 500 | l30 | 600
l31 | 3846.1538 | l31 |  | l31 |  | l31 | 500 | l31 | 600
l32 | 2500 | l32 |  | l32 |  | l32 | 500 | l32 | 600
l33 | 4545.4545 | l33 |  | l33 |  | l33 | 500 | l33 | 600
l34 | 1470.5882 | l34 |  | l34 |  | l34 | 500 | l34 | 600
l35 | 2040.8163 | l35 |  | l35 |  | l35 | 500 | l35 | 600
l36 | 3846.1538 | l36 |  | l36 |  | l36 | 500 | l36 | 600
l37 | 2500 | l37 |  | l37 |  | l37 | 500 | l37 | 600
l38 | 4545.4545 | l38 |  | l38 |  | l38 | 500 | l38 | 600
l39 | 7142.8571 | l39 |  | l39 |  | l39 | 175 | l39 | 210
l40 | 473.9336 | l40 |  | l40 |  | l40 | 175 | l40 | 210
l41 | 1176.4706 | l41 |  | l41 |  | l41 | 175 | l41 | 210
l42 | 787.4016 | l42 |  | l42 |  | l42 | 175 | l42 | 210
l43 | 520.8333 | l43 |  | l43 |  | l43 | 175 | l43 | 210
l44 | 840.3361 | l44 |  | l44 |  | l44 | 175 | l44 | 210
l45 | 1190.4762 | l45 |  | l45 |  | l45 | 400 | l45 | 480
l46 | 961.5385 | l46 |  | l46 |  | l46 | 175 | l46 | 210
l47 | 1136.3636 | l47 |  | l47 |  | l47 | 175 | l47 | 210
l48 | 1639.3443 | l48 |  | l48 |  | l48 | 175 | l48 | 210
l49 | 1639.3443 | l49 |  | l49 |  | l49 | 175 | l49 | 210
l50 | 606.0606 | l50 |  | l50 |  | l50 | 175 | l50 | 210
l51 | 606.0606 | l51 |  | l51 |  | l51 | 175 | l51 | 210
l52 | 1190.4762 | l52 |  | l52 |  | l52 | 400 | l52 | 480
l53 | 1190.4762 | l53 |  | l53 |  | l53 | 400 | l53 | 480
l54 | 1190.4762 | l54 |  | l54 |  | l54 | 400 | l54 | 480
l55 | 1190.4762 | l55 |  | l55 |  | l55 | 400 | l55 | 480
l56 | 2083.3333 | l56 |  | l56 |  | l56 | 500 | l56 | 600
l57 | 2380.9524 | l57 |  | l57 |  | l57 | 500 | l57 | 600
l58 | 2083.3333 | l58 |  | l58 |  | l58 | 500 | l58 | 600
l59 | 1030.9278 | l59 |  | l59 |  | l59 | 500 | l59 | 600
l60 | 1149.4253 | l60 |  | l60 |  | l60 | 500 | l60 | 600
l61 | 1694.9153 | l61 |  | l61 |  | l61 | 500 | l61 | 600
l62 | 5882.3529 | l62 |  | l62 |  | l62 | 500 | l62 | 600
l63 | 2040.8163 | l63 |  | l63 |  | l63 | 500 | l63 | 600
l64 | 1923.0769 | l64 |  | l64 |  | l64 | 500 | l64 | 600
l65 | 3846.1538 | l65 |  | l65 |  | l65 | 500 | l65 | 600
l66 | 4347.8261 | l66 |  | l66 |  | l66 | 500 | l66 | 600
l67 | 7142.8571 | l67 |  | l67 |  | l67 | 500 | l67 | 600
l68 | 952.381 | l68 |  | l68 |  | l68 | 500 | l68 | 600
l69 | 3846.1538 | l69 |  | l69 |  | l69 | 500 | l69 | 600
l70 | 2500 | l70 |  | l70 |  | l70 | 500 | l70 | 600
l71 | 4545.4545 | l71 |  | l71 |  | l71 | 500 | l71 | 600
l72 | 1470.5882 | l72 |  | l72 |  | l72 | 500 | l72 | 600
l73 | 2040.8163 | l73 |  | l73 |  | l73 | 500 | l73 | 600
l74 | 3846.1538 | l74 |  | l74 |  | l74 | 500 | l74 | 600
l75 | 2500 | l75 |  | l75 |  | l75 | 500 | l75 | 600
l76 | 4545.4545 | l76 |  | l76 |  | l76 | 500 | l76 | 600
l77 | 7142.8571 | l77 |  | l77 |  | l77 | 175 | l77 | 210
l78 | 473.9336 | l78 |  | l78 |  | l78 | 175 | l78 | 210
l79 | 1176.4706 | l79 |  | l79 |  | l79 | 175 | l79 | 210
l80 | 787.4016 | l80 |  | l80 |  | l80 | 175 | l80 | 210
l81 | 520.8333 | l81 |  | l81 |  | l81 | 175 | l81 | 210
l82 | 840.3361 | l82 |  | l82 |  | l82 | 175 | l82 | 210
l83 | 1190.4762 | l83 |  | l83 |  | l83 | 400 | l83 | 480
l84 | 961.5385 | l84 |  | l84 |  | l84 | 175 | l84 | 210
l85 | 1136.3636 | l85 |  | l85 |  | l85 | 175 | l85 | 210
l86 | 1639.3443 | l86 |  | l86 |  | l86 | 175 | l86 | 210
l87 | 1639.3443 | l87 |  | l87 |  | l87 | 175 | l87 | 210
l88 | 606.0606 | l88 |  | l88 |  | l88 | 175 | l88 | 210
l89 | 606.0606 | l89 |  | l89 |  | l89 | 175 | l89 | 210
l90 | 1190.4762 | l90 |  | l90 |  | l90 | 400 | l90 | 480
l91 | 1190.4762 | l91 |  | l91 |  | l91 | 400 | l91 | 480
l92 | 1190.4762 | l92 |  | l92 |  | l92 | 400 | l92 | 480
l93 | 1190.4762 | l93 |  | l93 |  | l93 | 400 | l93 | 480
l94 | 2083.3333 | l94 |  | l94 |  | l94 | 500 | l94 | 600
l95 | 2380.9524 | l95 |  | l95 |  | l95 | 500 | l95 | 600
l96 | 2083.3333 | l96 |  | l96 |  | l96 | 500 | l96 | 600
l97 | 1030.9278 | l97 |  | l97 |  | l97 | 500 | l97 | 600
l98 | 1149.4253 | l98 |  | l98 |  | l98 | 500 | l98 | 600
l99 | 1694.9153 | l99 |  | l99 |  | l99 | 500 | l99 | 600
l100 | 5882.3529 | l100 |  | l100 |  | l100 | 500 | l100 | 600
l101 | 2040.8163 | l101 |  | l101 |  | l101 | 500 | l101 | 600
l102 | 1923.0769 | l102 |  | l102 |  | l102 | 500 | l102 | 600
l103 | 3846.1538 | l103 |  | l103 |  | l103 | 500 | l103 | 600
l104 | 4347.8261 | l104 |  | l104 |  | l104 | 500 | l104 | 600
l105 | 7142.8571 | l105 |  | l105 |  | l105 | 500 | l105 | 600
l106 | 952.381 | l106 |  | l106 |  | l106 | 500 | l106 | 600
l107 | 3846.1538 | l107 |  | l107 |  | l107 | 500 | l107 | 600
l108 | 2500 | l108 |  | l108 |  | l108 | 500 | l108 | 600
l109 | 4545.4545 | l109 |  | l109 |  | l109 | 500 | l109 | 600
l110 | 1470.5882 | l110 |  | l110 |  | l110 | 500 | l110 | 600
l111 | 2040.8163 | l111 |  | l111 |  | l111 | 500 | l111 | 600
l112 | 3846.1538 | l112 |  | l112 |  | l112 | 500 | l112 | 600
l113 | 2500 | l113 |  | l113 |  | l113 | 500 | l113 | 600
l114 | 4545.4545 | l114 |  | l114 |  | l114 | 500 | l114 | 600
l115 | 621.118 | l115 |  | l115 |  | l115 | 175 | l115 | 210
l116 | 1333.3333 | l116 |  | l116 |  | l116 | 500 | l116 | 600
l117 | 1351.3514 | l117 |  | l117 |  | l117 | 500 | l117 | 600
l118 | 961.5385 | l118 |  | l118 |  | l118 | 500 | l118 | 600
l119 | 1030.9278 | l119 |  | l119 |  | l119 | 500 | l119 | 600
l120 | 11111.1111 | l120 |  | l120 |  | l120 | 722 | l120 | 866.4

## Line_Map
| 101 | 102 | 103 | 104 | 105 | 106 | 107 | 108 | 109 | 110 | 111 | 112 | 113 | 114 | 115 | 116 | 117 | 118 | 119 | 120 | 121 | 122 | 123 | 124 | 201 | 202 | 203 | 204 | 205 | 206 | 207 | 208 | 209 | 210 | 211 | 212 | 213 | 214 | 215 | 216 | 217 | 218 | 219 | 220 | 221 | 222 | 223 | 224 | 301 | 302 | 303 | 304 | 305 | 306 | 307 | 308 | 309 | 310 | 311 | 312 | 313 | 314 | 315 | 316 | 317 | 318 | 319 | 320 | 321 | 322 | 323 | 324 | 325 | From | To
l1 | 1 | 2 | [71 empty] | 101 | 102
l2 | 1 |  | 2 | [70 empty] | 101 | 103
l3 | 1 |  |  |  | 2 | [68 empty] | 101 | 105
l4 |  | 1 |  | 2 | [69 empty] | 102 | 104
l5 |  | 1 |  |  |  | 2 | [67 empty] | 102 | 106
l6 |  |  | 1 | [5 empty] | 2 | [64 empty] | 103 | 109
l7 |  |  | 1 | [20 empty] | 2 | [49 empty] | 103 | 124
l8 |  |  |  | 1 |  |  |  |  | 2 | [64 empty] | 104 | 109
l9 |  |  |  |  | 1 |  |  |  |  | 2 | [63 empty] | 105 | 110
l10 | [5 empty] | 1 |  |  |  | 2 | [63 empty] | 106 | 110
l11 | [6 empty] | 1 | 2 | [65 empty] | 107 | 108
l12 | [7 empty] | 1 | 2 | [64 empty] | 108 | 109
l13 | [7 empty] | 1 |  | 2 | [63 empty] | 108 | 110
l14 | [8 empty] | 1 |  | 2 | [62 empty] | 109 | 111
l15 | [8 empty] | 1 |  |  | 2 | [61 empty] | 109 | 112
l16 | [9 empty] | 1 | 2 | [62 empty] | 110 | 111
l17 | [9 empty] | 1 |  | 2 | [61 empty] | 110 | 112
l18 | [10 empty] | 1 |  | 2 | [60 empty] | 111 | 113
l19 | [10 empty] | 1 |  |  | 2 | [59 empty] | 111 | 114
l20 | [11 empty] | 1 | 2 | [60 empty] | 112 | 113
l21 | [11 empty] | 1 | [10 empty] | 2 | [50 empty] | 112 | 123
l22 | [12 empty] | 1 | [9 empty] | 2 | [50 empty] | 113 | 123
l23 | [13 empty] | 1 |  | 2 | [57 empty] | 114 | 116
l24 | [14 empty] | 1 | 2 | [57 empty] | 115 | 116
l25 | [14 empty] | 1 | [5 empty] | 2 | [52 empty] | 115 | 121
l26 | [14 empty] | 1 | [8 empty] | 2 | [49 empty] | 115 | 124
l27 | [15 empty] | 1 | 2 | [56 empty] | 116 | 117
l28 | [15 empty] | 1 |  |  | 2 | [54 empty] | 116 | 119
l29 | [16 empty] | 1 | 2 | [55 empty] | 117 | 118
l30 | [16 empty] | 1 |  |  |  |  | 2 | [51 empty] | 117 | 122
l31 | [17 empty] | 1 |  |  | 2 | [52 empty] | 118 | 121
l32 | [18 empty] | 1 | 2 | [53 empty] | 119 | 120
l33 | [19 empty] | 1 |  |  | 2 | [50 empty] | 120 | 123
l34 | [20 empty] | 1 | 2 | [51 empty] | 121 | 122
l35 | [14 empty] | 1 | [5 empty] | 2 | [52 empty] | 115 | 121
l36 | [17 empty] | 1 |  |  | 2 | [52 empty] | 118 | 121
l37 | [18 empty] | 1 | 2 | [53 empty] | 119 | 120
l38 | [19 empty] | 1 |  |  | 2 | [50 empty] | 120 | 123
l39 | [24 empty] | 1 | 2 | [47 empty] | 201 | 202
l40 | [24 empty] | 1 |  | 2 | [46 empty] | 201 | 203
l41 | [24 empty] | 1 |  |  |  | 2 | [44 empty] | 201 | 205
l42 | [25 empty] | 1 |  | 2 | [45 empty] | 202 | 204
l43 | [25 empty] | 1 |  |  |  | 2 | [43 empty] | 202 | 206
l44 | [26 empty] | 1 | [5 empty] | 2 | [40 empty] | 203 | 209
l45 | [26 empty] | 1 | [20 empty] | 2 | [25 empty] | 203 | 224
l46 | [27 empty] | 1 |  |  |  |  | 2 | [40 empty] | 204 | 209
l47 | [28 empty] | 1 |  |  |  |  | 2 | [39 empty] | 205 | 210
l48 | [29 empty] | 1 |  |  |  | 2 | [39 empty] | 206 | 210
l49 | [30 empty] | 1 | 2 | [41 empty] | 207 | 208
l50 | [31 empty] | 1 | 2 | [40 empty] | 208 | 209
l51 | [31 empty] | 1 |  | 2 | [39 empty] | 208 | 210
l52 | [32 empty] | 1 |  | 2 | [38 empty] | 209 | 211
l53 | [32 empty] | 1 |  |  | 2 | [37 empty] | 209 | 212
l54 | [33 empty] | 1 | 2 | [38 empty] | 210 | 211
l55 | [33 empty] | 1 |  | 2 | [37 empty] | 210 | 212
l56 | [34 empty] | 1 |  | 2 | [36 empty] | 211 | 213
l57 | [34 empty] | 1 |  |  | 2 | [35 empty] | 211 | 214
l58 | [35 empty] | 1 | 2 | [36 empty] | 212 | 213
l59 | [35 empty] | 1 | [10 empty] | 2 | [26 empty] | 212 | 223
l60 | [36 empty] | 1 | [9 empty] | 2 | [26 empty] | 213 | 223
l61 | [37 empty] | 1 |  | 2 | [33 empty] | 214 | 216
l62 | [38 empty] | 1 | 2 | [33 empty] | 215 | 216
l63 | [38 empty] | 1 | [5 empty] | 2 | [28 empty] | 215 | 221
l64 | [38 empty] | 1 | [8 empty] | 2 | [25 empty] | 215 | 224
l65 | [39 empty] | 1 | 2 | [32 empty] | 216 | 217
l66 | [39 empty] | 1 |  |  | 2 | [30 empty] | 216 | 219
l67 | [40 empty] | 1 | 2 | [31 empty] | 217 | 218
l68 | [40 empty] | 1 |  |  |  |  | 2 | [27 empty] | 217 | 222
l69 | [41 empty] | 1 |  |  | 2 | [28 empty] | 218 | 221
l70 | [42 empty] | 1 | 2 | [29 empty] | 219 | 220
l71 | [43 empty] | 1 |  |  | 2 | [26 empty] | 220 | 223
l72 | [44 empty] | 1 | 2 | [27 empty] | 221 | 222
l73 | [38 empty] | 1 | [5 empty] | 2 | [28 empty] | 215 | 221
l74 | [41 empty] | 1 |  |  | 2 | [28 empty] | 218 | 221
l75 | [42 empty] | 1 | 2 | [29 empty] | 219 | 220
l76 | [43 empty] | 1 |  |  | 2 | [26 empty] | 220 | 223
l77 | [48 empty] | 1 | 2 | [23 empty] | 301 | 302
l78 | [48 empty] | 1 |  | 2 | [22 empty] | 301 | 303
l79 | [48 empty] | 1 |  |  |  | 2 | [20 empty] | 301 | 305
l80 | [49 empty] | 1 |  | 2 | [21 empty] | 302 | 304
l81 | [49 empty] | 1 |  |  |  | 2 | [19 empty] | 302 | 306
l82 | [50 empty] | 1 | [5 empty] | 2 | [16 empty] | 303 | 309
l83 | [50 empty] | 1 | [20 empty] | 2 |  | 303 | 324
l84 | [51 empty] | 1 |  |  |  |  | 2 | [16 empty] | 304 | 309
l85 | [52 empty] | 1 |  |  |  |  | 2 | [15 empty] | 305 | 310
l86 | [53 empty] | 1 |  |  |  | 2 | [15 empty] | 306 | 310
l87 | [54 empty] | 1 | 2 | [17 empty] | 307 | 308
l88 | [55 empty] | 1 | 2 | [16 empty] | 308 | 309
l89 | [55 empty] | 1 |  | 2 | [15 empty] | 308 | 310
l90 | [56 empty] | 1 |  | 2 | [14 empty] | 309 | 311
l91 | [56 empty] | 1 |  |  | 2 | [13 empty] | 309 | 312
l92 | [57 empty] | 1 | 2 | [14 empty] | 310 | 311
l93 | [57 empty] | 1 |  | 2 | [13 empty] | 310 | 312
l94 | [58 empty] | 1 |  | 2 | [12 empty] | 311 | 313
l95 | [58 empty] | 1 |  |  | 2 | [11 empty] | 311 | 314
l96 | [59 empty] | 1 | 2 | [12 empty] | 312 | 313
l97 | [59 empty] | 1 | [10 empty] | 2 |  |  | 312 | 323
l98 | [60 empty] | 1 | [9 empty] | 2 |  |  | 313 | 323
l99 | [61 empty] | 1 |  | 2 | [9 empty] | 314 | 316
l100 | [62 empty] | 1 | 2 | [9 empty] | 315 | 316
l101 | [62 empty] | 1 | [5 empty] | 2 |  |  |  |  | 315 | 321
l102 | [62 empty] | 1 | [8 empty] | 2 |  | 315 | 324
l103 | [63 empty] | 1 | 2 | [8 empty] | 316 | 317
l104 | [63 empty] | 1 |  |  | 2 | [6 empty] | 316 | 319
l105 | [64 empty] | 1 | 2 | [7 empty] | 317 | 318
l106 | [64 empty] | 1 |  |  |  |  | 2 |  |  |  | 317 | 322
l107 | [65 empty] | 1 |  |  | 2 |  |  |  |  | 318 | 321
l108 | [66 empty] | 1 | 2 | [5 empty] | 319 | 320
l109 | [67 empty] | 1 |  |  | 2 |  |  | 320 | 323
l110 | [68 empty] | 1 | 2 |  |  |  | 321 | 322
l111 | [62 empty] | 1 | [5 empty] | 2 |  |  |  |  | 315 | 321
l112 | [65 empty] | 1 |  |  | 2 |  |  |  |  | 318 | 321
l113 | [66 empty] | 1 | 2 | [5 empty] | 319 | 320
l114 | [67 empty] | 1 |  |  | 2 |  |  | 320 | 323
l115 | [6 empty] | 1 | [19 empty] | 2 | [46 empty] | 107 | 203
l116 | [12 empty] | 1 | [25 empty] | 2 | [34 empty] | 113 | 215
l117 | [22 empty] | 1 | [17 empty] | 2 | [32 empty] | 123 | 217
l118 | [46 empty] | 1 | [18 empty] | 2 | [7 empty] | 223 | 318
l119 | [20 empty] | 1 | [51 empty] | 2 | 121 | 325
l120 | [70 empty] | 1 |  | 2 | 323 | 325
[15 empty] | Index | From | To
A1 | 101 | 102 | 3 | 0.24 | 16 | 0 | 0.003 | 0.014 | 0.461 | 175 | 193 | 200 | 0 |  | 1 | 101 | 102
A2 | 101 | 103 | 55 | 0.51 | 10 | 2.9 | 0.055 | 0.211 | 0.057 | 175 | 208 | 220 | 0 |  | 2 | 101 | 103
A3 | 101 | 105 | 22 | 0.33 | 10 | 1.2 | 0.022 | 0.085 | 0.023 | 175 | 208 | 220 | 0 |  | 3 | 101 | 105
A4 | 102 | 104 | 33 | 0.39 | 10 | 1.7 | 0.033 | 0.127 | 0.034 | 175 | 208 | 220 | 0 |  | 4 | 102 | 104
A5 | 102 | 106 | 50 | 0.48 | 10 | 2.6 | 0.05 | 0.192 | 0.052 | 175 | 208 | 220 | 0 |  | 5 | 102 | 106
A6 | 103 | 109 | 31 | 0.38 | 10 | 1.6 | 0.031 | 0.119 | 0.032 | 175 | 208 | 220 | 0 |  | 6 | 103 | 109
A7 | 103 | 124 | 0 | 0.02 | 768 | 0 | 0.002 | 0.084 | 0 | 400 | 510 | 600 | 1.015 |  | 7 | 103 | 124
A8 | 104 | 109 | 27 | 0.36 | 10 | 1.4 | 0.027 | 0.104 | 0.028 | 175 | 208 | 220 | 0 |  | 8 | 104 | 109
A9 | 105 | 110 | 23 | 0.34 | 10 | 1.2 | 0.023 | 0.088 | 0.024 | 175 | 208 | 220 | 0 |  | 9 | 105 | 110
A10 | 106 | 110 | 16 | 0.33 | 35 | 0 | 0.014 | 0.061 | 2.459 | 175 | 193 | 200 | 0 |  | 10 | 106 | 110
A11 | 107 | 108 | 16 | 0.3 | 10 | 0.8 | 0.016 | 0.061 | 0.017 | 175 | 208 | 220 | 0 |  | 11 | 107 | 108
AB1 | 107 | 203 | 42 | 0.44 | 10 | 2.2 | 0.042 | 0.161 | 0.044 | 175 | 208 | 220 | 0 |  | 12 | 108 | 109
A12-1 | 108 | 109 | 43 | 0.44 | 10 | 2.3 | 0.043 | 0.165 | 0.045 | 175 | 208 | 220 | 0 |  | 13 | 108 | 110
A13-2 | 108 | 110 | 43 | 0.44 | 10 | 2.3 | 0.043 | 0.165 | 0.045 | 175 | 208 | 220 | 0 |  | 14 | 109 | 111
A14 | 109 | 111 | 0 | 0.02 | 768 | 0 | 0.002 | 0.084 | 0 | 400 | 510 | 600 | 1.03 |  | 15 | 109 | 112
A15 | 109 | 112 | 0 | 0.02 | 768 | 0 | 0.002 | 0.084 | 0 | 400 | 510 | 600 | 1.03 |  | 16 | 110 | 111
A16 | 110 | 111 | 0 | 0.02 | 768 | 0 | 0.002 | 0.084 | 0 | 400 | 510 | 600 | 1.015 |  | 17 | 110 | 112
A17 | 110 | 112 | 0 | 0.02 | 768 | 0 | 0.002 | 0.084 | 0 | 400 | 510 | 600 | 1.015 |  | 18 | 111 | 113
A18 | 111 | 113 | 33 | 0.4 | 11 | 0.8 | 0.006 | 0.048 | 0.1 | 500 | 600 | 625 | 0 |  | 19 | 111 | 114
A19 | 111 | 114 | 29 | 0.39 | 11 | 0.7 | 0.005 | 0.042 | 0.088 | 500 | 600 | 625 | 0 |  | 20 | 112 | 113
A20 | 112 | 113 | 33 | 0.4 | 11 | 0.8 | 0.006 | 0.048 | 0.1 | 500 | 600 | 625 | 0 |  | 21 | 112 | 123
A21 | 112 | 123 | 67 | 0.52 | 11 | 1.6 | 0.012 | 0.097 | 0.203 | 500 | 600 | 625 | 0 |  | 22 | 113 | 123
A22 | 113 | 123 | 60 | 0.49 | 11 | 1.5 | 0.011 | 0.087 | 0.182 | 500 | 600 | 625 | 0 |  | 23 | 114 | 116
AB2 | 113 | 215 | 52 | 0.47 | 11 | 1.3 | 0.01 | 0.075 | 0.158 | 500 | 600 | 625 | 0 |  | 24 | 115 | 116
A23 | 114 | 116 | 27 | 0.38 | 11 | 0.7 | 0.005 | 0.059 | 0.082 | 500 | 600 | 625 | 0 |  | 25 | 115 | 121
A24 | 115 | 116 | 12 | 0.33 | 11 | 0.3 | 0.002 | 0.017 | 0.036 | 500 | 600 | 625 | 0 |  | 26 | 115 | 124
A25-1 | 115 | 121 | 34 | 0.41 | 11 | 0.8 | 0.006 | 0.049 | 0.103 | 500 | 600 | 625 | 0 |  | 27 | 116 | 117
A25-2 | 115 | 121 | 34 | 0.41 | 11 | 0.8 | 0.006 | 0.049 | 0.103 | 500 | 600 | 625 | 0 |  | 28 | 116 | 119
A26 | 115 | 124 | 36 | 0.41 | 11 | 0.9 | 0.007 | 0.052 | 0.109 | 500 | 600 | 625 | 0 |  | 29 | 117 | 118
A27 | 116 | 117 | 18 | 0.35 | 11 | 0.4 | 0.003 | 0.026 | 0.055 | 500 | 600 | 625 | 0 |  | 30 | 117 | 122
A28 | 116 | 119 | 16 | 0.34 | 11 | 0.4 | 0.003 | 0.023 | 0.049 | 500 | 600 | 625 | 0 |  | 31 | 118 | 121
A29 | 117 | 118 | 10 | 0.32 | 11 | 0.2 | 0.002 | 0.014 | 0.03 | 500 | 600 | 625 | 0 |  | 32 | 119 | 120
A30 | 117 | 122 | 73 | 0.54 | 11 | 1.8 | 0.014 | 0.105 | 0.221 | 500 | 600 | 625 | 0 |  | 33 | 120 | 123
A31-1 | 118 | 121 | 18 | 0.35 | 11 | 0.4 | 0.003 | 0.026 | 0.055 | 500 | 600 | 625 | 0 |  | 34 | 121 | 122
A31-2 | 118 | 121 | 18 | 0.35 | 11 | 0.4 | 0.003 | 0.026 | 0.055 | 500 | 600 | 625 | 0 |  | 35 | 115 | 121
A32-1 | 119 | 120 | 27.5 | 0.38 | 11 | 0.7 | 0.005 | 0.04 | 0.083 | 500 | 600 | 625 | 0 |  | 36 | 118 | 121
A32-2 | 119 | 120 | 27.5 | 0.38 | 11 | 0.7 | 0.005 | 0.04 | 0.083 | 500 | 600 | 625 | 0 |  | 37 | 119 | 120
A33-1 | 120 | 123 | 15 | 0.34 | 11 | 0.4 | 0.003 | 0.022 | 0.046 | 500 | 600 | 625 | 0 |  | 38 | 120 | 123
A33-2 | 120 | 123 | 15 | 0.34 | 11 | 0.4 | 0.003 | 0.022 | 0.046 | 500 | 600 | 625 | 0 |  | 39 | 201 | 202
A34 | 121 | 122 | 47 | 0.45 | 11 | 1.2 | 0.009 | 0.068 | 0.142 | 500 | 600 | 625 | 0 |  | 40 | 201 | 203
AB3 | 123 | 217 | 51 | 0.46 | 11 | 1.3 | 0.01 | 0.074 | 0.155 | 500 | 600 | 625 | 0 |  | 41 | 201 | 205
B1 | 201 | 202 | 3 | 0.24 | 16 | 0 | 0.003 | 0.014 | 0.461 | 175 | 193 | 200 | 0 |  | 42 | 202 | 204
B2 | 201 | 203 | 55 | 0.51 | 10 | 2.9 | 0.055 | 0.211 | 0.057 | 175 | 208 | 220 | 0 |  | 43 | 202 | 206
B3 | 201 | 205 | 22 | 0.33 | 10 | 1.2 | 0.022 | 0.085 | 0.023 | 175 | 208 | 220 | 0 |  | 44 | 203 | 209
B4 | 202 | 204 | 33 | 0.39 | 10 | 1.7 | 0.033 | 0.127 | 0.034 | 175 | 208 | 220 | 0 |  | 45 | 203 | 224
B5 | 202 | 206 | 50 | 0.48 | 10 | 2.6 | 0.05 | 0.192 | 0.052 | 175 | 208 | 220 | 0 |  | 46 | 204 | 209
B6 | 203 | 209 | 31 | 0.38 | 10 | 1.6 | 0.031 | 0.119 | 0.032 | 175 | 208 | 220 | 0 |  | 47 | 205 | 210
B7 | 203 | 224 | 0 | 0.02 | 768 | 0 | 0.002 | 0.084 | 0 | 400 | 510 | 600 | 1.015 |  | 48 | 206 | 210
B8 | 204 | 209 | 27 | 0.36 | 10 | 1.4 | 0.027 | 0.104 | 0.028 | 175 | 208 | 220 | 0 |  | 49 | 207 | 208
B9 | 205 | 210 | 23 | 0.34 | 10 | 1.2 | 0.023 | 0.088 | 0.024 | 175 | 208 | 220 | 0 |  | 50 | 208 | 209
B10 | 206 | 210 | 16 | 0.33 | 35 | 0 | 0.014 | 0.061 | 2.459 | 175 | 193 | 200 | 0 |  | 51 | 208 | 210
B11 | 207 | 208 | 16 | 0.3 | 10 | 0.8 | 0.016 | 0.061 | 0.017 | 175 | 208 | 220 | 0 |  | 52 | 209 | 211
B12-1 | 208 | 209 | 43 | 0.44 | 10 | 2.3 | 0.043 | 0.165 | 0.045 | 175 | 208 | 220 | 0 |  | 53 | 209 | 212
B13-2 | 208 | 210 | 43 | 0.44 | 10 | 2.3 | 0.043 | 0.165 | 0.045 | 175 | 208 | 220 | 0 |  | 54 | 210 | 211
B14 | 209 | 211 | 0 | 0.02 | 768 | 0 | 0.002 | 0.084 | 0 | 400 | 510 | 600 | 1.03 |  | 55 | 210 | 212
B15 | 209 | 212 | 0 | 0.02 | 768 | 0 | 0.002 | 0.084 | 0 | 400 | 510 | 600 | 1.03 |  | 56 | 211 | 213
B16 | 210 | 211 | 0 | 0.02 | 768 | 0 | 0.002 | 0.084 | 0 | 400 | 510 | 600 | 1.015 |  | 57 | 211 | 214
B17 | 210 | 212 | 0 | 0.02 | 768 | 0 | 0.002 | 0.084 | 0 | 400 | 510 | 600 | 1.015 |  | 58 | 212 | 213
B18 | 211 | 213 | 33 | 0.4 | 11 | 0.8 | 0.006 | 0.048 | 0.1 | 500 | 600 | 625 | 0 |  | 59 | 212 | 223
B19 | 211 | 214 | 29 | 0.39 | 11 | 0.7 | 0.005 | 0.042 | 0.088 | 500 | 600 | 625 | 0 |  | 60 | 213 | 223
B20 | 212 | 213 | 33 | 0.4 | 11 | 0.8 | 0.006 | 0.048 | 0.1 | 500 | 600 | 625 | 0 |  | 61 | 214 | 216
B21 | 212 | 223 | 67 | 0.52 | 11 | 1.6 | 0.012 | 0.097 | 0.203 | 500 | 600 | 625 | 0 |  | 62 | 215 | 216
B22 | 213 | 223 | 60 | 0.49 | 11 | 1.5 | 0.011 | 0.087 | 0.182 | 500 | 600 | 625 | 0 |  | 63 | 215 | 221
B23 | 214 | 216 | 27 | 0.38 | 11 | 0.7 | 0.005 | 0.059 | 0.082 | 500 | 600 | 625 | 0 |  | 64 | 215 | 224
B24 | 215 | 216 | 12 | 0.33 | 11 | 0.3 | 0.002 | 0.017 | 0.036 | 500 | 600 | 625 | 0 |  | 65 | 216 | 217
B25-1 | 215 | 221 | 34 | 0.41 | 11 | 0.8 | 0.006 | 0.049 | 0.103 | 500 | 600 | 625 | 0 |  | 66 | 216 | 219
B25-2 | 215 | 221 | 34 | 0.41 | 11 | 0.8 | 0.006 | 0.049 | 0.103 | 500 | 600 | 625 | 0 |  | 67 | 217 | 218
B26 | 215 | 224 | 36 | 0.41 | 11 | 0.9 | 0.007 | 0.052 | 0.109 | 500 | 600 | 625 | 0 |  | 68 | 217 | 222
B27 | 216 | 217 | 18 | 0.35 | 11 | 0.4 | 0.003 | 0.026 | 0.055 | 500 | 600 | 625 | 0 |  | 69 | 218 | 221
B28 | 216 | 219 | 16 | 0.34 | 11 | 0.4 | 0.003 | 0.023 | 0.049 | 500 | 600 | 625 | 0 |  | 70 | 219 | 220
B29 | 217 | 218 | 10 | 0.32 | 11 | 0.2 | 0.002 | 0.014 | 0.03 | 500 | 600 | 625 | 0 |  | 71 | 220 | 223
B30 | 217 | 222 | 73 | 0.54 | 11 | 1.8 | 0.014 | 0.105 | 0.221 | 500 | 600 | 625 | 0 |  | 72 | 221 | 222
B31-1 | 218 | 221 | 18 | 0.35 | 11 | 0.4 | 0.003 | 0.026 | 0.055 | 500 | 600 | 625 | 0 |  | 73 | 215 | 221
B31-2 | 218 | 221 | 18 | 0.35 | 11 | 0.4 | 0.003 | 0.026 | 0.055 | 500 | 600 | 625 | 0 |  | 74 | 218 | 221
B32-1 | 219 | 220 | 27.5 | 0.38 | 11 | 0.7 | 0.005 | 0.04 | 0.083 | 500 | 600 | 625 | 0 |  | 75 | 219 | 220
B32-2 | 219 | 220 | 27.5 | 0.38 | 11 | 0.7 | 0.005 | 0.04 | 0.083 | 500 | 600 | 625 | 0 |  | 76 | 220 | 223
B33-1 | 220 | 223 | 15 | 0.34 | 11 | 0.4 | 0.003 | 0.022 | 0.046 | 500 | 600 | 625 | 0 |  | 77 | 301 | 302
B33-2 | 220 | 223 | 15 | 0.34 | 11 | 0.4 | 0.003 | 0.022 | 0.046 | 500 | 600 | 625 | 0 |  | 78 | 301 | 303
B34 | 221 | 222 | 47 | 0.45 | 11 | 1.2 | 0.009 | 0.068 | 0.142 | 500 | 600 | 625 | 0 |  | 79 | 301 | 305
C1 | 301 | 302 | 3 | 0.24 | 16 | 0 | 0.003 | 0.014 | 0.461 | 175 | 193 | 200 | 0 |  | 80 | 302 | 304
C2 | 301 | 303 | 55 | 0.51 | 10 | 2.9 | 0.055 | 0.211 | 0.057 | 175 | 208 | 220 | 0 |  | 81 | 302 | 306
C3 | 301 | 305 | 22 | 0.33 | 10 | 1.2 | 0.022 | 0.085 | 0.023 | 175 | 208 | 220 | 0 |  | 82 | 303 | 309
C4 | 302 | 304 | 33 | 0.39 | 10 | 1.7 | 0.033 | 0.127 | 0.034 | 175 | 208 | 220 | 0 |  | 83 | 303 | 324
C5 | 302 | 306 | 50 | 0.48 | 10 | 2.6 | 0.05 | 0.192 | 0.052 | 175 | 208 | 220 | 0 |  | 84 | 304 | 309
C6 | 303 | 309 | 31 | 0.38 | 10 | 1.6 | 0.031 | 0.119 | 0.032 | 175 | 208 | 220 | 0 |  | 85 | 305 | 310
C7 | 303 | 324 | 0 | 0.02 | 768 | 0 | 0.002 | 0.084 | 0 | 400 | 510 | 600 | 1.015 |  | 86 | 306 | 310
C8 | 304 | 309 | 27 | 0.36 | 10 | 1.4 | 0.027 | 0.104 | 0.028 | 175 | 208 | 220 | 0 |  | 87 | 307 | 308
C9 | 305 | 310 | 23 | 0.34 | 10 | 1.2 | 0.023 | 0.088 | 0.024 | 175 | 208 | 220 | 0 |  | 88 | 308 | 309
C10 | 306 | 310 | 16 | 0.33 | 35 | 0 | 0.014 | 0.061 | 2.459 | 175 | 193 | 200 | 0 |  | 89 | 308 | 310
C11 | 307 | 308 | 16 | 0.3 | 10 | 0.8 | 0.016 | 0.061 | 0.017 | 175 | 208 | 220 | 0 |  | 90 | 309 | 311
C12-1 | 308 | 309 | 43 | 0.44 | 10 | 2.3 | 0.043 | 0.165 | 0.045 | 175 | 208 | 220 | 0 |  | 91 | 309 | 312
C13-2 | 308 | 310 | 43 | 0.44 | 10 | 2.3 | 0.043 | 0.165 | 0.045 | 175 | 208 | 220 | 0 |  | 92 | 310 | 311
C14 | 309 | 311 | 0 | 0.02 | 768 | 0 | 0.002 | 0.084 | 0 | 400 | 510 | 600 | 1.03 |  | 93 | 310 | 312
C15 | 309 | 312 | 0 | 0.02 | 768 | 0 | 0.002 | 0.084 | 0 | 400 | 510 | 600 | 1.03 |  | 94 | 311 | 313
C16 | 310 | 311 | 0 | 0.02 | 768 | 0 | 0.002 | 0.084 | 0 | 400 | 510 | 600 | 1.015 |  | 95 | 311 | 314
C17 | 310 | 312 | 0 | 0.02 | 768 | 0 | 0.002 | 0.084 | 0 | 400 | 510 | 600 | 1.015 |  | 96 | 312 | 313
C18 | 311 | 313 | 33 | 0.4 | 11 | 0.8 | 0.006 | 0.048 | 0.1 | 500 | 600 | 625 | 0 |  | 97 | 312 | 323
C19 | 311 | 314 | 29 | 0.39 | 11 | 0.7 | 0.005 | 0.042 | 0.088 | 500 | 600 | 625 | 0 |  | 98 | 313 | 323
C20 | 312 | 313 | 33 | 0.4 | 11 | 0.8 | 0.006 | 0.048 | 0.1 | 500 | 600 | 625 | 0 |  | 99 | 314 | 316
C21 | 312 | 323 | 67 | 0.52 | 11 | 1.6 | 0.012 | 0.097 | 0.203 | 500 | 600 | 625 | 0 |  | 100 | 315 | 316
C22 | 313 | 323 | 60 | 0.49 | 11 | 1.5 | 0.011 | 0.087 | 0.182 | 500 | 600 | 625 | 0 |  | 101 | 315 | 321
C23 | 314 | 316 | 27 | 0.38 | 11 | 0.7 | 0.005 | 0.059 | 0.082 | 500 | 600 | 625 | 0 |  | 102 | 315 | 324
C24 | 315 | 316 | 12 | 0.33 | 11 | 0.3 | 0.002 | 0.017 | 0.036 | 500 | 600 | 625 | 0 |  | 103 | 316 | 317
C25-1 | 315 | 321 | 34 | 0.41 | 11 | 0.8 | 0.006 | 0.049 | 0.103 | 500 | 600 | 625 | 0 |  | 104 | 316 | 319
C25-2 | 315 | 321 | 34 | 0.41 | 11 | 0.8 | 0.006 | 0.049 | 0.103 | 500 | 600 | 625 | 0 |  | 105 | 317 | 318
C26 | 315 | 324 | 36 | 0.41 | 11 | 0.9 | 0.007 | 0.052 | 0.109 | 500 | 600 | 625 | 0 |  | 106 | 317 | 322
C27 | 316 | 317 | 18 | 0.35 | 11 | 0.4 | 0.003 | 0.026 | 0.055 | 500 | 600 | 625 | 0 |  | 107 | 318 | 321
C28 | 316 | 319 | 16 | 0.34 | 11 | 0.4 | 0.003 | 0.023 | 0.049 | 500 | 600 | 625 | 0 |  | 108 | 319 | 320
C29 | 317 | 318 | 10 | 0.32 | 11 | 0.2 | 0.002 | 0.014 | 0.03 | 500 | 600 | 625 | 0 |  | 109 | 320 | 323
C30 | 317 | 322 | 73 | 0.54 | 11 | 1.8 | 0.014 | 0.105 | 0.221 | 500 | 600 | 625 | 0 |  | 110 | 321 | 322
C31-1 | 318 | 321 | 18 | 0.35 | 11 | 0.4 | 0.003 | 0.026 | 0.055 | 500 | 600 | 625 | 0 |  | 111 | 315 | 321
C31-2 | 318 | 321 | 18 | 0.35 | 11 | 0.4 | 0.003 | 0.026 | 0.055 | 500 | 600 | 625 | 0 |  | 112 | 318 | 321
C32-1 | 319 | 320 | 27.5 | 0.38 | 11 | 0.7 | 0.005 | 0.04 | 0.083 | 500 | 600 | 625 | 0 |  | 113 | 319 | 320
C32-2 | 319 | 320 | 27.5 | 0.38 | 11 | 0.7 | 0.005 | 0.04 | 0.083 | 500 | 600 | 625 | 0 |  | 114 | 320 | 323
C33-1 | 320 | 323 | 15 | 0.34 | 11 | 0.4 | 0.003 | 0.022 | 0.046 | 500 | 600 | 625 | 0 |  | 115 | 107 | 203
C33-2 | 320 | 323 | 15 | 0.34 | 11 | 0.4 | 0.003 | 0.022 | 0.046 | 500 | 600 | 625 | 0 |  | 116 | 113 | 215
C34 | 321 | 322 | 47 | 0.45 | 11 | 1.2 | 0.009 | 0.068 | 0.142 | 500 | 600 | 625 | 0 |  | 117 | 123 | 217
CA-1 | 325 | 121 | 67 | 0.52 | 11 | 1.6 | 0.012 | 0.097 | 0.203 | 500 | 600 | 625 | 0 |  | 118 | 223 | 318
CB-1 | 318 | 223 | 72 | 0.53 | 11 | 1.8 | 0.013 | 0.104 | 0.218 | 500 | 600 | 625 | 0 |  | 119 | 121 | 325
C35 | 323 | 325 | 0 | 0.02 | 768 | 0 | 0 | 0.009 | 0 | 722 | 893 | 893 | 1 |  | 120 | 323 | 325

## Generator_Data
Capacity (MW) |  | Count "off" Init (h) |  | Count "on" Init (h) |  | No Load Cost ($) |  | Ramp Up Limit (MW/h) |  | Ramp Down Limit (MW/h) |  | Min. Down Time (h) |  | Min. Up Time (h) |  | Min. Output (MW) |  | Output at t=0 (MW) |  | Cost (($/MW): |  |  |  | Output Block (MW): |  |  |  | Start-up Cost ($): | [8 empty] | Start-up Bllocks (h): | [8 empty] | Reactive Limits (MVAr)
| column1 |  | column1 |  | column1 |  | column1 |  | column1 |  | column1 |  | column1 |  | column1 |  | column1 |  | column1 |  | b1 | b2 | b3 |  | b1 | b2 | b3 |  | j1 | j2 | j3 | j4 | j5 | j6 | j7 | j8 |  | j1 | j2 | j3 | j4 | j5 | j6 | j7 | j8 |  | column1
i1 | 20 | i1 | 0 | i1 | 1 | i1 | 454.572 | i1 | 90 | i1 | 100 | i1 | 1 | i1 | 2 | i1 | 8 | i1 | 20 | i1 | 28.967 | 29.243 | 29.703 | i1 | 6.6667 | 6.6667 | 6.6667 | i1 | 25 | 28 | 31 | 34 | 37 | 40 | 43 | 46 | i1 | 1 | 2 | 3 | 4 | 5 | 6 | 7 | 8 | i1 | 2
i2 | 20 | i2 | 0 | i2 | 400 | i2 | 454.562 | i2 | 90 | i2 | 100 | i2 | 1 | i2 | 2 | i2 | 8 | i2 | 20 | i2 | 28.957 | 29.233 | 29.693 | i2 | 6.6667 | 6.6667 | 6.6667 | i2 | 25 | 28 | 31 | 34 | 37 | 40 | 43 | 46 | i2 | 1 | 2 | 3 | 4 | 5 | 6 | 7 | 8 | i2 | 2
i3 | 76 | i3 | 0 | i3 | 220 | i3 | 263.419 | i3 | 120 | i3 | 120 | i3 | 2 | i3 | 3 | i3 | 40 | i3 | 70 | i3 | 18.423 | 19.228 | 20.102 | i3 | 25.3333 | 25.3333 | 25.3333 | i3 | 44 | 50.8571 | 57.7143 | 64.5714 | 71.4286 | 78.2857 | 85.1429 | 92 | i3 | 1 | 2 | 3 | 4 | 5 | 6 | 7 | 8 | i3 | 7.6
i4 | 76 | i4 | 1 | i4 | 0 | i4 | 263.429 | i4 | 120 | i4 | 120 | i4 | 2 | i4 | 3 | i4 | 40 | i4 | 0 | i4 | 18.433 | 19.238 | 20.112 | i4 | 25.3333 | 25.3333 | 25.3333 | i4 | 44 | 50.8571 | 57.7143 | 64.5714 | 71.4286 | 78.2857 | 85.1429 | 92 | i4 | 1 | 2 | 3 | 4 | 5 | 6 | 7 | 8 | i4 | 7.6
i5 | 20 | i5 | 17 | i5 | 0 | i5 | 454.552 | i5 | 90 | i5 | 100 | i5 | 1 | i5 | 2 | i5 | 8 | i5 | 0 | i5 | 28.947 | 29.223 | 29.683 | i5 | 6.6667 | 6.6667 | 6.6667 | i5 | 25 | 28 | 31 | 34 | 37 | 40 | 43 | 46 | i5 | 1 | 2 | 3 | 4 | 5 | 6 | 7 | 8 | i5 | 2
i6 | 20 | i6 | 4 | i6 | 0 | i6 | 454.542 | i6 | 90 | i6 | 100 | i6 | 1 | i6 | 2 | i6 | 8 | i6 | 0 | i6 | 28.937 | 29.213 | 29.673 | i6 | 6.6667 | 6.6667 | 6.6667 | i6 | 25 | 28 | 31 | 34 | 37 | 40 | 43 | 46 | i6 | 1 | 2 | 3 | 4 | 5 | 6 | 7 | 8 | i6 | 2
i7 | 76 | i7 | 66 | i7 | 0 | i7 | 263.409 | i7 | 120 | i7 | 120 | i7 | 2 | i7 | 3 | i7 | 40 | i7 | 0 | i7 | 18.413 | 19.218 | 20.092 | i7 | 25.3333 | 25.3333 | 25.3333 | i7 | 44 | 50.8571 | 57.7143 | 64.5714 | 71.4286 | 78.2857 | 85.1429 | 92 | i7 | 1 | 2 | 3 | 4 | 5 | 6 | 7 | 8 | i7 | 7.6
i8 | 76 | i8 | 33 | i8 | 0 | i8 | 263.399 | i8 | 120 | i8 | 120 | i8 | 2 | i8 | 3 | i8 | 40 | i8 | 0 | i8 | 18.403 | 19.208 | 20.082 | i8 | 25.3333 | 25.3333 | 25.3333 | i8 | 44 | 50.8571 | 57.7143 | 64.5714 | 71.4286 | 78.2857 | 85.1429 | 92 | i8 | 1 | 2 | 3 | 4 | 5 | 6 | 7 | 8 | i8 | 7.6
i9 | 100 | i9 | 0 | i9 | 11 | i9 | 306.613 | i9 | 420 | i9 | 420 | i9 | 2 | i9 | 4 | i9 | 40 | i9 | 100 | i9 | 17.5904 | 18.2804 | 18.9658 | i9 | 33.3333 | 33.3333 | 33.3333 | i9 | 60 | 68.5714 | 77.1429 | 85.7143 | 94.2857 | 102.8571 | 111.4286 | 120 | i9 | 1 | 2 | 3 | 4 | 5 | 6 | 7 | 8 | i9 | 10
i10 | 100 | i10 | 0 | i10 | 2 | i10 | 306.623 | i10 | 420 | i10 | 420 | i10 | 2 | i10 | 4 | i10 | 40 | i10 | 90 | i10 | 17.6004 | 18.2904 | 18.9758 | i10 | 33.3333 | 33.3333 | 33.3333 | i10 | 60 | 68.5714 | 77.1429 | 85.7143 | 94.2857 | 102.8571 | 111.4286 | 120 | i10 | 1 | 2 | 3 | 4 | 5 | 6 | 7 | 8 | i10 | 10
i11 | 100 | i11 | 0 | i11 | 2 | i11 | 306.603 | i11 | 420 | i11 | 420 | i11 | 2 | i11 | 4 | i11 | 40 | i11 | 80 | i11 | 17.5804 | 18.2704 | 18.9558 | i11 | 33.3333 | 33.3333 | 33.3333 | i11 | 60 | 68.5714 | 77.1429 | 85.7143 | 94.2857 | 102.8571 | 111.4286 | 120 | i11 | 1 | 2 | 3 | 4 | 5 | 6 | 7 | 8 | i11 | 10
i12 | 197 | i12 | 0 | i12 | 2 | i12 | 482.862 | i12 | 310 | i12 | 310 | i12 | 3 | i12 | 4 | i12 | 104 | i12 | 177 | i12 | 17.1925 | 17.7077 | 18.2252 | i12 | 65.6667 | 65.6667 | 65.6667 | i12 | 110 | 127.1429 | 144.2857 | 161.4286 | 178.5714 | 195.7143 | 212.8571 | 230 | i12 | 1 | 2 | 3 | 4 | 5 | 6 | 7 | 8 | i12 | 19.7
i13 | 197 | i13 | 0 | i13 | 2 | i13 | 482.872 | i13 | 310 | i13 | 310 | i13 | 3 | i13 | 4 | i13 | 104 | i13 | 155 | i13 | 17.2025 | 17.7177 | 18.2352 | i13 | 65.6667 | 65.6667 | 65.6667 | i13 | 110 | 127.1429 | 144.2857 | 161.4286 | 178.5714 | 195.7143 | 212.8571 | 230 | i13 | 1 | 2 | 3 | 4 | 5 | 6 | 7 | 8 | i13 | 19.7
i14 | 197 | i14 | 2 | i14 | 0 | i14 | 482.882 | i14 | 310 | i14 | 310 | i14 | 3 | i14 | 4 | i14 | 104 | i14 | 0 | i14 | 17.2125 | 17.7277 | 18.2452 | i14 | 65.6667 | 65.6667 | 65.6667 | i14 | 110 | 127.1429 | 144.2857 | 161.4286 | 178.5714 | 195.7143 | 212.8571 | 230 | i14 | 1 | 2 | 3 | 4 | 5 | 6 | 7 | 8 | i14 | 19.7
i15 | 12 | i15 | 0 | i15 | 6 | i15 | 365.46 | i15 | 60 | i15 | 70 | i15 | 1 | i15 | 2 | i15 | 5.4 | i15 | 12 | i15 | 29.453 | 30.12 | 30.856 | i15 | 4 | 4 | 4 | i15 | 20 | 22.8571 | 25.7143 | 28.5714 | 31.4286 | 34.2857 | 37.1429 | 40 | i15 | 1 | 2 | 3 | 4 | 5 | 6 | 7 | 8 | i15 | 1.2
i16 | 12 | i16 | 0 | i16 | 7 | i16 | 365.47 | i16 | 60 | i16 | 70 | i16 | 1 | i16 | 2 | i16 | 5.4 | i16 | 12 | i16 | 29.463 | 30.13 | 30.866 | i16 | 4 | 4 | 4 | i16 | 20 | 22.8571 | 25.7143 | 28.5714 | 31.4286 | 34.2857 | 37.1429 | 40 | i16 | 1 | 2 | 3 | 4 | 5 | 6 | 7 | 8 | i16 | 1.2
i17 | 12 | i17 | 0 | i17 | 8 | i17 | 365.48 | i17 | 60 | i17 | 70 | i17 | 1 | i17 | 2 | i17 | 5.4 | i17 | 12 | i17 | 29.473 | 30.14 | 30.876 | i17 | 4 | 4 | 4 | i17 | 20 | 22.8571 | 25.7143 | 28.5714 | 31.4286 | 34.2857 | 37.1429 | 40 | i17 | 1 | 2 | 3 | 4 | 5 | 6 | 7 | 8 | i17 | 1.2
i18 | 12 | i18 | 9 | i18 | 0 | i18 | 365.49 | i18 | 60 | i18 | 70 | i18 | 1 | i18 | 2 | i18 | 5.4 | i18 | 0 | i18 | 29.483 | 30.15 | 30.886 | i18 | 4 | 4 | 4 | i18 | 20 | 22.8571 | 25.7143 | 28.5714 | 31.4286 | 34.2857 | 37.1429 | 40 | i18 | 1 | 2 | 3 | 4 | 5 | 6 | 7 | 8 | i18 | 1.2
i19 | 12 | i19 | 5 | i19 | 0 | i19 | 365.475 | i19 | 60 | i19 | 70 | i19 | 1 | i19 | 2 | i19 | 5.4 | i19 | 0 | i19 | 29.465 | 30.135 | 30.865 | i19 | 4 | 4 | 4 | i19 | 20 | 22.8571 | 25.7143 | 28.5714 | 31.4286 | 34.2857 | 37.1429 | 40 | i19 | 1 | 2 | 3 | 4 | 5 | 6 | 7 | 8 | i19 | 1.2
i20 | 155 | i20 | 0 | i20 | 8 | i20 | 415.541 | i20 | 70 | i20 | 80 | i20 | 16 | i20 | 24 | i20 | 54.24 | i20 | 134 | i20 | 23.8096 | 24.5249 | 25.2402 | i20 | 51.6667 | 51.6667 | 51.6667 | i20 | 562 | 775.7143 | 989.4286 | 1203.1429 | 1416.8571 | 1630.5714 | 1844.2857 | 2058 | i20 | 1 | 2 | 3 | 4 | 5 | 6 | 7 | 8 | i20 | 15.5
i21 | 155 | i21 | 0 | i21 | 8 | i21 | 415.551 | i21 | 70 | i21 | 80 | i21 | 16 | i21 | 24 | i21 | 54.24 | i21 | 123 | i21 | 23.8196 | 24.5349 | 25.2502 | i21 | 51.6667 | 51.6667 | 51.6667 | i21 | 562 | 775.7143 | 989.4286 | 1203.1429 | 1416.8571 | 1630.5714 | 1844.2857 | 2058 | i21 | 1 | 2 | 3 | 4 | 5 | 6 | 7 | 8 | i21 | 15.5
i22 | 400 | i22 | 8 | i22 | 0 | i22 | 188.3079 | i22 | 280 | i22 | 280 | i22 | 24 | i22 | 168 | i22 | 100 | i22 | 0 | i22 | 6.9608 | 7.2299 | 7.499 | i22 | 133.3333 | 133.3333 | 133.3333 | i22 | 35000 | 35714.2857 | 36428.5714 | 37142.8571 | 37857.1429 | 38571.4286 | 39285.7143 | 40000 | i22 | 1 | 2 | 3 | 4 | 5 | 6 | 7 | 8 | i22 | 40
i23 | 400 | i23 | 0 | i23 | 8 | i23 | 188.3179 | i23 | 280 | i23 | 280 | i23 | 24 | i23 | 168 | i23 | 100 | i23 | 377 | i23 | 6.9708 | 7.2399 | 7.509 | i23 | 133.3333 | 133.3333 | 133.3333 | i23 | 35000 | 35714.2857 | 36428.5714 | 37142.8571 | 37857.1429 | 38571.4286 | 39285.7143 | 40000 | i23 | 1 | 2 | 3 | 4 | 5 | 6 | 7 | 8 | i23 | 40
i24 | 50 | i24 | 0 | i24 | 8 | i24 | 626.106 | i24 | 120 | i24 | 120 | i24 | 1 | i24 | 2 | i24 | 26 | i24 | 47 | i24 | 28.313 | 29.256 | 30.498 | i24 | 16.6667 | 16.6667 | 16.6667 | i24 | 30 | 34.2857 | 38.5714 | 42.8571 | 47.1429 | 51.4286 | 55.7143 | 60 | i24 | 1 | 2 | 3 | 4 | 5 | 6 | 7 | 8 | i24 | 5
i25 | 50 | i25 | 0 | i25 | 8 | i25 | 626.116 | i25 | 120 | i25 | 120 | i25 | 1 | i25 | 2 | i25 | 26 | i25 | 48 | i25 | 28.323 | 29.266 | 30.508 | i25 | 16.6667 | 16.6667 | 16.6667 | i25 | 30 | 34.2857 | 38.5714 | 42.8571 | 47.1429 | 51.4286 | 55.7143 | 60 | i25 | 1 | 2 | 3 | 4 | 5 | 6 | 7 | 8 | i25 | 5
i26 | 50 | i26 | 8 | i26 | 0 | i26 | 626.096 | i26 | 120 | i26 | 120 | i26 | 1 | i26 | 2 | i26 | 26 | i26 | 0 | i26 | 28.303 | 29.246 | 30.488 | i26 | 16.6667 | 16.6667 | 16.6667 | i26 | 30 | 34.2857 | 38.5714 | 42.8571 | 47.1429 | 51.4286 | 55.7143 | 60 | i26 | 1 | 2 | 3 | 4 | 5 | 6 | 7 | 8 | i26 | 5
i27 | 50 | i27 | 8 | i27 | 0 | i27 | 626.126 | i27 | 120 | i27 | 120 | i27 | 1 | i27 | 2 | i27 | 26 | i27 | 0 | i27 | 28.333 | 29.276 | 30.518 | i27 | 16.6667 | 16.6667 | 16.6667 | i27 | 30 | 34.2857 | 38.5714 | 42.8571 | 47.1429 | 51.4286 | 55.7143 | 60 | i27 | 1 | 2 | 3 | 4 | 5 | 6 | 7 | 8 | i27 | 5
i28 | 50 | i28 | 0 | i28 | 8 | i28 | 626.086 | i28 | 120 | i28 | 120 | i28 | 1 | i28 | 2 | i28 | 26 | i28 | 50 | i28 | 28.293 | 29.236 | 30.478 | i28 | 16.6667 | 16.6667 | 16.6667 | i28 | 30 | 34.2857 | 38.5714 | 42.8571 | 47.1429 | 51.4286 | 55.7143 | 60 | i28 | 1 | 2 | 3 | 4 | 5 | 6 | 7 | 8 | i28 | 5
i29 | 50 | i29 | 0 | i29 | 8 | i29 | 626.1065 | i29 | 120 | i29 | 120 | i29 | 1 | i29 | 2 | i29 | 26 | i29 | 50 | i29 | 28.3135 | 29.2565 | 30.4985 | i29 | 16.6667 | 16.6667 | 16.6667 | i29 | 30 | 34.2857 | 38.5714 | 42.8571 | 47.1429 | 51.4286 | 55.7143 | 60 | i29 | 1 | 2 | 3 | 4 | 5 | 6 | 7 | 8 | i29 | 5
i30 | 155 | i30 | 0 | i30 | 8 | i30 | 415.531 | i30 | 70 | i30 | 80 | i30 | 16 | i30 | 24 | i30 | 54.24 | i30 | 150 | i30 | 23.7996 | 24.5149 | 25.2302 | i30 | 51.6667 | 51.6667 | 51.6667 | i30 | 562 | 775.7143 | 989.4286 | 1203.1429 | 1416.8571 | 1630.5714 | 1844.2857 | 2058 | i30 | 1 | 2 | 3 | 4 | 5 | 6 | 7 | 8 | i30 | 15.5
i31 | 155 | i31 | 8 | i31 | 0 | i31 | 415.561 | i31 | 70 | i31 | 80 | i31 | 16 | i31 | 24 | i31 | 54.24 | i31 | 0 | i31 | 23.8296 | 24.5449 | 25.2602 | i31 | 51.6667 | 51.6667 | 51.6667 | i31 | 562 | 775.7143 | 989.4286 | 1203.1429 | 1416.8571 | 1630.5714 | 1844.2857 | 2058 | i31 | 1 | 2 | 3 | 4 | 5 | 6 | 7 | 8 | i31 | 15.5
i32 | 350 | i32 | 8 | i32 | 0 | i32 | 303.784 | i32 | 140 | i32 | 140 | i32 | 5 | i32 | 8 | i32 | 140 | i32 | 0 | i32 | 26.2131 | 26.7076 | 27.1998 | i32 | 116.6667 | 116.6667 | 116.6667 | i32 | 5170 | 6154.8571 | 7139.7143 | 8124.5714 | 9109.4286 | 10094.2857 | 11079.1429 | 12064 | i32 | 1 | 2 | 3 | 4 | 5 | 6 | 7 | 8 | i32 | 35
i33 | 20 | i33 | 0 | i33 | 8 | i33 | 454.577 | i33 | 90 | i33 | 100 | i33 | 1 | i33 | 2 | i33 | 8 | i33 | 20 | i33 | 29.067 | 29.343 | 29.803 | i33 | 6.6667 | 6.6667 | 6.6667 | i33 | 25 | 28 | 31 | 34 | 37 | 40 | 43 | 46 | i33 | 1 | 2 | 3 | 4 | 5 | 6 | 7 | 8 | i33 | 2
i34 | 20 | i34 | 0 | i34 | 89 | i34 | 454.567 | i34 | 90 | i34 | 100 | i34 | 1 | i34 | 2 | i34 | 8 | i34 | 20 | i34 | 29.057 | 29.333 | 29.793 | i34 | 6.6667 | 6.6667 | 6.6667 | i34 | 25 | 28 | 31 | 34 | 37 | 40 | 43 | 46 | i34 | 1 | 2 | 3 | 4 | 5 | 6 | 7 | 8 | i34 | 2
i35 | 76 | i35 | 0 | i35 | 66 | i35 | 263.417 | i35 | 120 | i35 | 120 | i35 | 2 | i35 | 3 | i35 | 40 | i35 | 70 | i35 | 18.523 | 19.328 | 20.202 | i35 | 25.3333 | 25.3333 | 25.3333 | i35 | 44 | 50.8571 | 57.7143 | 64.5714 | 71.4286 | 78.2857 | 85.1429 | 92 | i35 | 1 | 2 | 3 | 4 | 5 | 6 | 7 | 8 | i35 | 7.6
i36 | 76 | i36 | 66 | i36 | 0 | i36 | 263.427 | i36 | 120 | i36 | 120 | i36 | 2 | i36 | 3 | i36 | 40 | i36 | 0 | i36 | 18.533 | 19.338 | 20.212 | i36 | 25.3333 | 25.3333 | 25.3333 | i36 | 44 | 50.8571 | 57.7143 | 64.5714 | 71.4286 | 78.2857 | 85.1429 | 92 | i36 | 1 | 2 | 3 | 4 | 5 | 6 | 7 | 8 | i36 | 7.6
i37 | 20 | i37 | 66 | i37 | 0 | i37 | 454.557 | i37 | 90 | i37 | 100 | i37 | 1 | i37 | 2 | i37 | 8 | i37 | 0 | i37 | 29.047 | 29.323 | 29.783 | i37 | 6.6667 | 6.6667 | 6.6667 | i37 | 25 | 28 | 31 | 34 | 37 | 40 | 43 | 46 | i37 | 1 | 2 | 3 | 4 | 5 | 6 | 7 | 8 | i37 | 2
i38 | 20 | i38 | 66 | i38 | 0 | i38 | 454.547 | i38 | 90 | i38 | 100 | i38 | 1 | i38 | 2 | i38 | 8 | i38 | 0 | i38 | 29.037 | 29.313 | 29.773 | i38 | 6.6667 | 6.6667 | 6.6667 | i38 | 25 | 28 | 31 | 34 | 37 | 40 | 43 | 46 | i38 | 1 | 2 | 3 | 4 | 5 | 6 | 7 | 8 | i38 | 2
i39 | 76 | i39 | 66 | i39 | 0 | i39 | 263.407 | i39 | 120 | i39 | 120 | i39 | 2 | i39 | 3 | i39 | 40 | i39 | 0 | i39 | 18.513 | 19.318 | 20.192 | i39 | 25.3333 | 25.3333 | 25.3333 | i39 | 44 | 50.8571 | 57.7143 | 64.5714 | 71.4286 | 78.2857 | 85.1429 | 92 | i39 | 1 | 2 | 3 | 4 | 5 | 6 | 7 | 8 | i39 | 7.6
i40 | 76 | i40 | 1 | i40 | 0 | i40 | 263.397 | i40 | 120 | i40 | 120 | i40 | 2 | i40 | 3 | i40 | 40 | i40 | 0 | i40 | 18.503 | 19.308 | 20.182 | i40 | 25.3333 | 25.3333 | 25.3333 | i40 | 44 | 50.8571 | 57.7143 | 64.5714 | 71.4286 | 78.2857 | 85.1429 | 92 | i40 | 1 | 2 | 3 | 4 | 5 | 6 | 7 | 8 | i40 | 7.6
i41 | 100 | i41 | 0 | i41 | 1 | i41 | 306.617 | i41 | 420 | i41 | 420 | i41 | 2 | i41 | 4 | i41 | 40 | i41 | 100 | i41 | 17.6904 | 18.3804 | 19.0658 | i41 | 33.3333 | 33.3333 | 33.3333 | i41 | 60 | 68.5714 | 77.1429 | 85.7143 | 94.2857 | 102.8571 | 111.4286 | 120 | i41 | 1 | 2 | 3 | 4 | 5 | 6 | 7 | 8 | i41 | 10
i42 | 100 | i42 | 0 | i42 | 56 | i42 | 306.627 | i42 | 420 | i42 | 420 | i42 | 2 | i42 | 4 | i42 | 40 | i42 | 90 | i42 | 17.7004 | 18.3904 | 19.0758 | i42 | 33.3333 | 33.3333 | 33.3333 | i42 | 60 | 68.5714 | 77.1429 | 85.7143 | 94.2857 | 102.8571 | 111.4286 | 120 | i42 | 1 | 2 | 3 | 4 | 5 | 6 | 7 | 8 | i42 | 10
i43 | 100 | i43 | 0 | i43 | 56 | i43 | 306.607 | i43 | 420 | i43 | 420 | i43 | 2 | i43 | 4 | i43 | 40 | i43 | 80 | i43 | 17.6804 | 18.3704 | 19.0558 | i43 | 33.3333 | 33.3333 | 33.3333 | i43 | 60 | 68.5714 | 77.1429 | 85.7143 | 94.2857 | 102.8571 | 111.4286 | 120 | i43 | 1 | 2 | 3 | 4 | 5 | 6 | 7 | 8 | i43 | 10
i44 | 197 | i44 | 0 | i44 | 56 | i44 | 482.867 | i44 | 310 | i44 | 310 | i44 | 3 | i44 | 4 | i44 | 104 | i44 | 177 | i44 | 17.2925 | 17.8077 | 18.3252 | i44 | 65.6667 | 65.6667 | 65.6667 | i44 | 110 | 127.1429 | 144.2857 | 161.4286 | 178.5714 | 195.7143 | 212.8571 | 230 | i44 | 1 | 2 | 3 | 4 | 5 | 6 | 7 | 8 | i44 | 19.7
i45 | 197 | i45 | 0 | i45 | 56 | i45 | 482.877 | i45 | 310 | i45 | 310 | i45 | 3 | i45 | 4 | i45 | 104 | i45 | 155 | i45 | 17.3025 | 17.8177 | 18.3352 | i45 | 65.6667 | 65.6667 | 65.6667 | i45 | 110 | 127.1429 | 144.2857 | 161.4286 | 178.5714 | 195.7143 | 212.8571 | 230 | i45 | 1 | 2 | 3 | 4 | 5 | 6 | 7 | 8 | i45 | 19.7
i46 | 197 | i46 | 56 | i46 | 0 | i46 | 482.887 | i46 | 310 | i46 | 310 | i46 | 3 | i46 | 4 | i46 | 104 | i46 | 0 | i46 | 17.3125 | 17.8277 | 18.3452 | i46 | 65.6667 | 65.6667 | 65.6667 | i46 | 110 | 127.1429 | 144.2857 | 161.4286 | 178.5714 | 195.7143 | 212.8571 | 230 | i46 | 1 | 2 | 3 | 4 | 5 | 6 | 7 | 8 | i46 | 19.7
i47 | 12 | i47 | 0 | i47 | 56 | i47 | 365.467 | i47 | 60 | i47 | 70 | i47 | 1 | i47 | 2 | i47 | 5.4 | i47 | 12 | i47 | 29.553 | 30.22 | 30.956 | i47 | 4 | 4 | 4 | i47 | 20 | 22.8571 | 25.7143 | 28.5714 | 31.4286 | 34.2857 | 37.1429 | 40 | i47 | 1 | 2 | 3 | 4 | 5 | 6 | 7 | 8 | i47 | 1.2
i48 | 12 | i48 | 0 | i48 | 56 | i48 | 365.477 | i48 | 60 | i48 | 70 | i48 | 1 | i48 | 2 | i48 | 5.4 | i48 | 12 | i48 | 29.563 | 30.23 | 30.966 | i48 | 4 | 4 | 4 | i48 | 20 | 22.8571 | 25.7143 | 28.5714 | 31.4286 | 34.2857 | 37.1429 | 40 | i48 | 1 | 2 | 3 | 4 | 5 | 6 | 7 | 8 | i48 | 1.2
i49 | 12 | i49 | 0 | i49 | 98 | i49 | 365.487 | i49 | 60 | i49 | 70 | i49 | 1 | i49 | 2 | i49 | 5.4 | i49 | 12 | i49 | 29.573 | 30.24 | 30.976 | i49 | 4 | 4 | 4 | i49 | 20 | 22.8571 | 25.7143 | 28.5714 | 31.4286 | 34.2857 | 37.1429 | 40 | i49 | 1 | 2 | 3 | 4 | 5 | 6 | 7 | 8 | i49 | 1.2
i50 | 12 | i50 | 124 | i50 | 0 | i50 | 365.497 | i50 | 60 | i50 | 70 | i50 | 1 | i50 | 2 | i50 | 5.4 | i50 | 0 | i50 | 29.583 | 30.25 | 30.986 | i50 | 4 | 4 | 4 | i50 | 20 | 22.8571 | 25.7143 | 28.5714 | 31.4286 | 34.2857 | 37.1429 | 40 | i50 | 1 | 2 | 3 | 4 | 5 | 6 | 7 | 8 | i50 | 1.2
i51 | 12 | i51 | 1000 | i51 | 0 | i51 | 365.477 | i51 | 60 | i51 | 70 | i51 | 1 | i51 | 2 | i51 | 5.4 | i51 | 0 | i51 | 29.565 | 30.235 | 30.965 | i51 | 4 | 4 | 4 | i51 | 20 | 22.8571 | 25.7143 | 28.5714 | 31.4286 | 34.2857 | 37.1429 | 40 | i51 | 1 | 2 | 3 | 4 | 5 | 6 | 7 | 8 | i51 | 1.2
i52 | 155 | i52 | 0 | i52 | 1000 | i52 | 415.547 | i52 | 70 | i52 | 80 | i52 | 16 | i52 | 24 | i52 | 54.24 | i52 | 134 | i52 | 23.9096 | 24.6249 | 25.3402 | i52 | 51.6667 | 51.6667 | 51.6667 | i52 | 562 | 775.7143 | 989.4286 | 1203.1429 | 1416.8571 | 1630.5714 | 1844.2857 | 2058 | i52 | 1 | 2 | 3 | 4 | 5 | 6 | 7 | 8 | i52 | 15.5
i53 | 155 | i53 | 0 | i53 | 1000 | i53 | 415.557 | i53 | 70 | i53 | 80 | i53 | 16 | i53 | 24 | i53 | 54.24 | i53 | 123 | i53 | 23.9196 | 24.6349 | 25.3502 | i53 | 51.6667 | 51.6667 | 51.6667 | i53 | 562 | 775.7143 | 989.4286 | 1203.1429 | 1416.8571 | 1630.5714 | 1844.2857 | 2058 | i53 | 1 | 2 | 3 | 4 | 5 | 6 | 7 | 8 | i53 | 15.5
i54 | 400 | i54 | 50 | i54 | 0 | i54 | 188.307 | i54 | 280 | i54 | 280 | i54 | 24 | i54 | 168 | i54 | 100 | i54 | 0 | i54 | 7.0608 | 7.3299 | 7.599 | i54 | 133.3333 | 133.3333 | 133.3333 | i54 | 35000 | 35714.2857 | 36428.5714 | 37142.8571 | 37857.1429 | 38571.4286 | 39285.7143 | 40000 | i54 | 1 | 2 | 3 | 4 | 5 | 6 | 7 | 8 | i54 | 40
i55 | 400 | i55 | 0 | i55 | 50 | i55 | 188.317 | i55 | 280 | i55 | 280 | i55 | 24 | i55 | 168 | i55 | 100 | i55 | 377 | i55 | 7.0708 | 7.3399 | 7.609 | i55 | 133.3333 | 133.3333 | 133.3333 | i55 | 35000 | 35714.2857 | 36428.5714 | 37142.8571 | 37857.1429 | 38571.4286 | 39285.7143 | 40000 | i55 | 1 | 2 | 3 | 4 | 5 | 6 | 7 | 8 | i55 | 40
i56 | 50 | i56 | 0 | i56 | 90 | i56 | 626.107 | i56 | 120 | i56 | 120 | i56 | 1 | i56 | 2 | i56 | 26 | i56 | 47 | i56 | 28.413 | 29.356 | 30.598 | i56 | 16.6667 | 16.6667 | 16.6667 | i56 | 30 | 34.2857 | 38.5714 | 42.8571 | 47.1429 | 51.4286 | 55.7143 | 60 | i56 | 1 | 2 | 3 | 4 | 5 | 6 | 7 | 8 | i56 | 5
i57 | 50 | i57 | 0 | i57 | 900 | i57 | 626.117 | i57 | 120 | i57 | 120 | i57 | 1 | i57 | 2 | i57 | 26 | i57 | 48 | i57 | 28.423 | 29.366 | 30.608 | i57 | 16.6667 | 16.6667 | 16.6667 | i57 | 30 | 34.2857 | 38.5714 | 42.8571 | 47.1429 | 51.4286 | 55.7143 | 60 | i57 | 1 | 2 | 3 | 4 | 5 | 6 | 7 | 8 | i57 | 5
i58 | 50 | i58 | 900 | i58 | 0 | i58 | 626.097 | i58 | 120 | i58 | 120 | i58 | 1 | i58 | 2 | i58 | 26 | i58 | 0 | i58 | 28.403 | 29.346 | 30.588 | i58 | 16.6667 | 16.6667 | 16.6667 | i58 | 30 | 34.2857 | 38.5714 | 42.8571 | 47.1429 | 51.4286 | 55.7143 | 60 | i58 | 1 | 2 | 3 | 4 | 5 | 6 | 7 | 8 | i58 | 5
i59 | 50 | i59 | 900 | i59 | 0 | i59 | 626.127 | i59 | 120 | i59 | 120 | i59 | 1 | i59 | 2 | i59 | 26 | i59 | 0 | i59 | 28.433 | 29.376 | 30.618 | i59 | 16.6667 | 16.6667 | 16.6667 | i59 | 30 | 34.2857 | 38.5714 | 42.8571 | 47.1429 | 51.4286 | 55.7143 | 60 | i59 | 1 | 2 | 3 | 4 | 5 | 6 | 7 | 8 | i59 | 5
i60 | 50 | i60 | 0 | i60 | 900 | i60 | 626.087 | i60 | 120 | i60 | 120 | i60 | 1 | i60 | 2 | i60 | 26 | i60 | 50 | i60 | 28.393 | 29.336 | 30.578 | i60 | 16.6667 | 16.6667 | 16.6667 | i60 | 30 | 34.2857 | 38.5714 | 42.8571 | 47.1429 | 51.4286 | 55.7143 | 60 | i60 | 1 | 2 | 3 | 4 | 5 | 6 | 7 | 8 | i60 | 5
i61 | 50 | i61 | 0 | i61 | 900 | i61 | 626.107 | i61 | 120 | i61 | 120 | i61 | 1 | i61 | 2 | i61 | 26 | i61 | 50 | i61 | 28.4135 | 29.3565 | 30.5985 | i61 | 16.6667 | 16.6667 | 16.6667 | i61 | 30 | 34.2857 | 38.5714 | 42.8571 | 47.1429 | 51.4286 | 55.7143 | 60 | i61 | 1 | 2 | 3 | 4 | 5 | 6 | 7 | 8 | i61 | 5
i62 | 155 | i62 | 0 | i62 | 900 | i62 | 415.537 | i62 | 70 | i62 | 80 | i62 | 16 | i62 | 24 | i62 | 54.24 | i62 | 150 | i62 | 23.8996 | 24.6149 | 25.3302 | i62 | 51.6667 | 51.6667 | 51.6667 | i62 | 562 | 775.7143 | 989.4286 | 1203.1429 | 1416.8571 | 1630.5714 | 1844.2857 | 2058 | i62 | 1 | 2 | 3 | 4 | 5 | 6 | 7 | 8 | i62 | 15.5
i63 | 155 | i63 | 900 | i63 | 0 | i63 | 415.567 | i63 | 70 | i63 | 80 | i63 | 16 | i63 | 24 | i63 | 54.24 | i63 | 0 | i63 | 23.9296 | 24.6449 | 25.3602 | i63 | 51.6667 | 51.6667 | 51.6667 | i63 | 562 | 775.7143 | 989.4286 | 1203.1429 | 1416.8571 | 1630.5714 | 1844.2857 | 2058 | i63 | 1 | 2 | 3 | 4 | 5 | 6 | 7 | 8 | i63 | 15.5
i64 | 350 | i64 | 900 | i64 | 0 | i64 | 303.787 | i64 | 140 | i64 | 140 | i64 | 5 | i64 | 8 | i64 | 140 | i64 | 0 | i64 | 26.3131 | 26.8076 | 27.2998 | i64 | 116.6667 | 116.6667 | 116.6667 | i64 | 5170 | 6154.8571 | 7139.7143 | 8124.5714 | 9109.4286 | 10094.2857 | 11079.1429 | 12064 | i64 | 1 | 2 | 3 | 4 | 5 | 6 | 7 | 8 | i64 | 35
i65 | 20 | i65 | 0 | i65 | 900 | i65 | 454.5222 | i65 | 90 | i65 | 100 | i65 | 1 | i65 | 2 | i65 | 8 | i65 | 20 | i65 | 29.167 | 29.443 | 29.903 | i65 | 6.6667 | 6.6667 | 6.6667 | i65 | 25 | 28 | 31 | 34 | 37 | 40 | 43 | 46 | i65 | 1 | 2 | 3 | 4 | 5 | 6 | 7 | 8 | i65 | 2
i66 | 20 | i66 | 0 | i66 | 90 | i66 | 454.526 | i66 | 90 | i66 | 100 | i66 | 1 | i66 | 2 | i66 | 8 | i66 | 20 | i66 | 29.157 | 29.433 | 29.893 | i66 | 6.6667 | 6.6667 | 6.6667 | i66 | 25 | 28 | 31 | 34 | 37 | 40 | 43 | 46 | i66 | 1 | 2 | 3 | 4 | 5 | 6 | 7 | 8 | i66 | 2
i67 | 76 | i67 | 0 | i67 | 789 | i67 | 263.4219 | i67 | 120 | i67 | 120 | i67 | 2 | i67 | 3 | i67 | 40 | i67 | 70 | i67 | 18.623 | 19.428 | 20.302 | i67 | 25.3333 | 25.3333 | 25.3333 | i67 | 44 | 50.8571 | 57.7143 | 64.5714 | 71.4286 | 78.2857 | 85.1429 | 92 | i67 | 1 | 2 | 3 | 4 | 5 | 6 | 7 | 8 | i67 | 7.6
i68 | 76 | i68 | 456 | i68 | 0 | i68 | 263.4256 | i68 | 120 | i68 | 120 | i68 | 2 | i68 | 3 | i68 | 40 | i68 | 0 | i68 | 18.633 | 19.438 | 20.312 | i68 | 25.3333 | 25.3333 | 25.3333 | i68 | 44 | 50.8571 | 57.7143 | 64.5714 | 71.4286 | 78.2857 | 85.1429 | 92 | i68 | 1 | 2 | 3 | 4 | 5 | 6 | 7 | 8 | i68 | 7.6
i69 | 20 | i69 | 375 | i69 | 0 | i69 | 454.5278 | i69 | 90 | i69 | 100 | i69 | 1 | i69 | 2 | i69 | 8 | i69 | 0 | i69 | 29.147 | 29.423 | 29.883 | i69 | 6.6667 | 6.6667 | 6.6667 | i69 | 25 | 28 | 31 | 34 | 37 | 40 | 43 | 46 | i69 | 1 | 2 | 3 | 4 | 5 | 6 | 7 | 8 | i69 | 2
i70 | 20 | i70 | 375 | i70 | 0 | i70 | 454.5291 | i70 | 90 | i70 | 100 | i70 | 1 | i70 | 2 | i70 | 8 | i70 | 0 | i70 | 29.137 | 29.413 | 29.873 | i70 | 6.6667 | 6.6667 | 6.6667 | i70 | 25 | 28 | 31 | 34 | 37 | 40 | 43 | 46 | i70 | 1 | 2 | 3 | 4 | 5 | 6 | 7 | 8 | i70 | 2
i71 | 76 | i71 | 170 | i71 | 0 | i71 | 263.427 | i71 | 120 | i71 | 120 | i71 | 2 | i71 | 3 | i71 | 40 | i71 | 0 | i71 | 18.613 | 19.418 | 20.292 | i71 | 25.3333 | 25.3333 | 25.3333 | i71 | 44 | 50.8571 | 57.7143 | 64.5714 | 71.4286 | 78.2857 | 85.1429 | 92 | i71 | 1 | 2 | 3 | 4 | 5 | 6 | 7 | 8 | i71 | 7.6
i72 | 76 | i72 | 170 | i72 | 0 | i72 | 263.429 | i72 | 120 | i72 | 120 | i72 | 2 | i72 | 3 | i72 | 40 | i72 | 0 | i72 | 18.603 | 19.408 | 20.282 | i72 | 25.3333 | 25.3333 | 25.3333 | i72 | 44 | 50.8571 | 57.7143 | 64.5714 | 71.4286 | 78.2857 | 85.1429 | 92 | i72 | 1 | 2 | 3 | 4 | 5 | 6 | 7 | 8 | i72 | 7.6
i73 | 100 | i73 | 0 | i73 | 170 | i73 | 306.62 | i73 | 420 | i73 | 420 | i73 | 2 | i73 | 4 | i73 | 40 | i73 | 100 | i73 | 17.7904 | 18.4804 | 19.1658 | i73 | 33.3333 | 33.3333 | 33.3333 | i73 | 60 | 68.5714 | 77.1429 | 85.7143 | 94.2857 | 102.8571 | 111.4286 | 120 | i73 | 1 | 2 | 3 | 4 | 5 | 6 | 7 | 8 | i73 | 10
i74 | 100 | i74 | 0 | i74 | 800 | i74 | 306.629 | i74 | 420 | i74 | 420 | i74 | 2 | i74 | 4 | i74 | 40 | i74 | 90 | i74 | 17.8004 | 18.4904 | 19.1758 | i74 | 33.3333 | 33.3333 | 33.3333 | i74 | 60 | 68.5714 | 77.1429 | 85.7143 | 94.2857 | 102.8571 | 111.4286 | 120 | i74 | 1 | 2 | 3 | 4 | 5 | 6 | 7 | 8 | i74 | 10
i75 | 100 | i75 | 0 | i75 | 2500 | i75 | 306.6155 | i75 | 420 | i75 | 420 | i75 | 2 | i75 | 4 | i75 | 40 | i75 | 80 | i75 | 17.7804 | 18.4704 | 19.1558 | i75 | 33.3333 | 33.3333 | 33.3333 | i75 | 60 | 68.5714 | 77.1429 | 85.7143 | 94.2857 | 102.8571 | 111.4286 | 120 | i75 | 1 | 2 | 3 | 4 | 5 | 6 | 7 | 8 | i75 | 10
i76 | 197 | i76 | 0 | i76 | 2500 | i76 | 482.82 | i76 | 310 | i76 | 310 | i76 | 3 | i76 | 4 | i76 | 104 | i76 | 177 | i76 | 17.3925 | 17.9077 | 18.4252 | i76 | 65.6667 | 65.6667 | 65.6667 | i76 | 110 | 127.1429 | 144.2857 | 161.4286 | 178.5714 | 195.7143 | 212.8571 | 230 | i76 | 1 | 2 | 3 | 4 | 5 | 6 | 7 | 8 | i76 | 19.7
i77 | 197 | i77 | 0 | i77 | 2500 | i77 | 482.8291 | i77 | 310 | i77 | 310 | i77 | 3 | i77 | 4 | i77 | 104 | i77 | 155 | i77 | 17.4025 | 17.9177 | 18.4352 | i77 | 65.6667 | 65.6667 | 65.6667 | i77 | 110 | 127.1429 | 144.2857 | 161.4286 | 178.5714 | 195.7143 | 212.8571 | 230 | i77 | 1 | 2 | 3 | 4 | 5 | 6 | 7 | 8 | i77 | 19.7
i78 | 197 | i78 | 2500 | i78 | 0 | i78 | 482.827 | i78 | 310 | i78 | 310 | i78 | 3 | i78 | 4 | i78 | 104 | i78 | 0 | i78 | 17.4125 | 17.9277 | 18.4452 | i78 | 65.6667 | 65.6667 | 65.6667 | i78 | 110 | 127.1429 | 144.2857 | 161.4286 | 178.5714 | 195.7143 | 212.8571 | 230 | i78 | 1 | 2 | 3 | 4 | 5 | 6 | 7 | 8 | i78 | 19.7
i79 | 12 | i79 | 0 | i79 | 1000 | i79 | 365.42 | i79 | 60 | i79 | 70 | i79 | 1 | i79 | 2 | i79 | 5.4 | i79 | 12 | i79 | 29.653 | 30.32 | 31.056 | i79 | 4 | 4 | 4 | i79 | 20 | 22.8571 | 25.7143 | 28.5714 | 31.4286 | 34.2857 | 37.1429 | 40 | i79 | 1 | 2 | 3 | 4 | 5 | 6 | 7 | 8 | i79 | 1.2
i80 | 12 | i80 | 0 | i80 | 203 | i80 | 365.4243 | i80 | 60 | i80 | 70 | i80 | 1 | i80 | 2 | i80 | 5.4 | i80 | 12 | i80 | 29.663 | 30.33 | 31.066 | i80 | 4 | 4 | 4 | i80 | 20 | 22.8571 | 25.7143 | 28.5714 | 31.4286 | 34.2857 | 37.1429 | 40 | i80 | 1 | 2 | 3 | 4 | 5 | 6 | 7 | 8 | i80 | 1.2
i81 | 12 | i81 | 0 | i81 | 600 | i81 | 365.4254 | i81 | 60 | i81 | 70 | i81 | 1 | i81 | 2 | i81 | 5.4 | i81 | 12 | i81 | 29.673 | 30.34 | 31.076 | i81 | 4 | 4 | 4 | i81 | 20 | 22.8571 | 25.7143 | 28.5714 | 31.4286 | 34.2857 | 37.1429 | 40 | i81 | 1 | 2 | 3 | 4 | 5 | 6 | 7 | 8 | i81 | 1.2
i82 | 12 | i82 | 46 | i82 | 0 | i82 | 365.427 | i82 | 60 | i82 | 70 | i82 | 1 | i82 | 2 | i82 | 5.4 | i82 | 0 | i82 | 29.683 | 30.35 | 31.086 | i82 | 4 | 4 | 4 | i82 | 20 | 22.8571 | 25.7143 | 28.5714 | 31.4286 | 34.2857 | 37.1429 | 40 | i82 | 1 | 2 | 3 | 4 | 5 | 6 | 7 | 8 | i82 | 1.2
i83 | 12 | i83 | 236 | i83 | 0 | i83 | 365.429 | i83 | 60 | i83 | 70 | i83 | 1 | i83 | 2 | i83 | 5.4 | i83 | 0 | i83 | 29.665 | 30.335 | 31.065 | i83 | 4 | 4 | 4 | i83 | 20 | 22.8571 | 25.7143 | 28.5714 | 31.4286 | 34.2857 | 37.1429 | 40 | i83 | 1 | 2 | 3 | 4 | 5 | 6 | 7 | 8 | i83 | 1.2
i84 | 155 | i84 | 0 | i84 | 236 | i84 | 415.5314 | i84 | 70 | i84 | 80 | i84 | 16 | i84 | 24 | i84 | 54.24 | i84 | 134 | i84 | 24.0096 | 24.7249 | 25.4402 | i84 | 51.6667 | 51.6667 | 51.6667 | i84 | 562 | 775.7143 | 989.4286 | 1203.1429 | 1416.8571 | 1630.5714 | 1844.2857 | 2058 | i84 | 1 | 2 | 3 | 4 | 5 | 6 | 7 | 8 | i84 | 15.5
i85 | 155 | i85 | 0 | i85 | 64 | i85 | 415.5256 | i85 | 70 | i85 | 80 | i85 | 16 | i85 | 24 | i85 | 54.24 | i85 | 123 | i85 | 24.0196 | 24.7349 | 25.4502 | i85 | 51.6667 | 51.6667 | 51.6667 | i85 | 562 | 775.7143 | 989.4286 | 1203.1429 | 1416.8571 | 1630.5714 | 1844.2857 | 2058 | i85 | 1 | 2 | 3 | 4 | 5 | 6 | 7 | 8 | i85 | 15.5
i86 | 400 | i86 | 6 | i86 | 0 | i86 | 188.329 | i86 | 280 | i86 | 280 | i86 | 24 | i86 | 168 | i86 | 100 | i86 | 0 | i86 | 7.1608 | 7.4299 | 7.699 | i86 | 133.3333 | 133.3333 | 133.3333 | i86 | 35000 | 35714.2857 | 36428.5714 | 37142.8571 | 37857.1429 | 38571.4286 | 39285.7143 | 40000 | i86 | 1 | 2 | 3 | 4 | 5 | 6 | 7 | 8 | i86 | 40
i87 | 400 | i87 | 0 | i87 | 8 | i87 | 188.32 | i87 | 280 | i87 | 280 | i87 | 24 | i87 | 168 | i87 | 100 | i87 | 377 | i87 | 7.1708 | 7.4399 | 7.709 | i87 | 133.3333 | 133.3333 | 133.3333 | i87 | 35000 | 35714.2857 | 36428.5714 | 37142.8571 | 37857.1429 | 38571.4286 | 39285.7143 | 40000 | i87 | 1 | 2 | 3 | 4 | 5 | 6 | 7 | 8 | i87 | 40
i88 | 50 | i88 | 0 | i88 | 90 | i88 | 626.12 | i88 | 120 | i88 | 120 | i88 | 1 | i88 | 2 | i88 | 26 | i88 | 47 | i88 | 28.513 | 29.456 | 30.698 | i88 | 16.6667 | 16.6667 | 16.6667 | i88 | 30 | 34.2857 | 38.5714 | 42.8571 | 47.1429 | 51.4286 | 55.7143 | 60 | i88 | 1 | 2 | 3 | 4 | 5 | 6 | 7 | 8 | i88 | 5
i89 | 50 | i89 | 0 | i89 | 5 | i89 | 626.129 | i89 | 120 | i89 | 120 | i89 | 1 | i89 | 2 | i89 | 26 | i89 | 48 | i89 | 28.523 | 29.466 | 30.708 | i89 | 16.6667 | 16.6667 | 16.6667 | i89 | 30 | 34.2857 | 38.5714 | 42.8571 | 47.1429 | 51.4286 | 55.7143 | 60 | i89 | 1 | 2 | 3 | 4 | 5 | 6 | 7 | 8 | i89 | 5
i90 | 50 | i90 | 6 | i90 | 0 | i90 | 626.123 | i90 | 120 | i90 | 120 | i90 | 1 | i90 | 2 | i90 | 26 | i90 | 0 | i90 | 28.503 | 29.446 | 30.688 | i90 | 16.6667 | 16.6667 | 16.6667 | i90 | 30 | 34.2857 | 38.5714 | 42.8571 | 47.1429 | 51.4286 | 55.7143 | 60 | i90 | 1 | 2 | 3 | 4 | 5 | 6 | 7 | 8 | i90 | 5
i91 | 50 | i91 | 7 | i91 | 0 | i91 | 626.124 | i91 | 120 | i91 | 120 | i91 | 1 | i91 | 2 | i91 | 26 | i91 | 0 | i91 | 28.533 | 29.476 | 30.718 | i91 | 16.6667 | 16.6667 | 16.6667 | i91 | 30 | 34.2857 | 38.5714 | 42.8571 | 47.1429 | 51.4286 | 55.7143 | 60 | i91 | 1 | 2 | 3 | 4 | 5 | 6 | 7 | 8 | i91 | 5
i92 | 50 | i92 | 0 | i92 | 8 | i92 | 626.125 | i92 | 120 | i92 | 120 | i92 | 1 | i92 | 2 | i92 | 26 | i92 | 50 | i92 | 28.493 | 29.436 | 30.678 | i92 | 16.6667 | 16.6667 | 16.6667 | i92 | 30 | 34.2857 | 38.5714 | 42.8571 | 47.1429 | 51.4286 | 55.7143 | 60 | i92 | 1 | 2 | 3 | 4 | 5 | 6 | 7 | 8 | i92 | 5
i93 | 50 | i93 | 0 | i93 | 9 | i93 | 626.126 | i93 | 120 | i93 | 120 | i93 | 1 | i93 | 2 | i93 | 26 | i93 | 50 | i93 | 28.5135 | 29.4565 | 30.6985 | i93 | 16.6667 | 16.6667 | 16.6667 | i93 | 30 | 34.2857 | 38.5714 | 42.8571 | 47.1429 | 51.4286 | 55.7143 | 60 | i93 | 1 | 2 | 3 | 4 | 5 | 6 | 7 | 8 | i93 | 5
i94 | 155 | i94 | 0 | i94 | 7 | i94 | 415.52 | i94 | 70 | i94 | 80 | i94 | 16 | i94 | 24 | i94 | 54.24 | i94 | 150 | i94 | 23.9996 | 24.7149 | 25.4302 | i94 | 51.6667 | 51.6667 | 51.6667 | i94 | 562 | 775.7143 | 989.4286 | 1203.1429 | 1416.8571 | 1630.5714 | 1844.2857 | 2058 | i94 | 1 | 2 | 3 | 4 | 5 | 6 | 7 | 8 | i94 | 15.5
i95 | 155 | i95 | 66 | i95 | 0 | i95 | 415.526 | i95 | 70 | i95 | 80 | i95 | 16 | i95 | 24 | i95 | 54.24 | i95 | 0 | i95 | 24.0296 | 24.7449 | 25.4602 | i95 | 51.6667 | 51.6667 | 51.6667 | i95 | 562 | 775.7143 | 989.4286 | 1203.1429 | 1416.8571 | 1630.5714 | 1844.2857 | 2058 | i95 | 1 | 2 | 3 | 4 | 5 | 6 | 7 | 8 | i95 | 15.5
i96 | 350 | i96 | 55 | i96 | 0 | i96 | 303.72 | i96 | 140 | i96 | 140 | i96 | 5 | i96 | 8 | i96 | 140 | i96 | 0 | i96 | 26.4131 | 26.9076 | 27.3998 | i96 | 116.6667 | 116.6667 | 116.6667 | i96 | 5170 | 6154.8571 | 7139.7143 | 8124.5714 | 9109.4286 | 10094.2857 | 11079.1429 | 12064 | i96 | 1 | 2 | 3 | 4 | 5 | 6 | 7 | 8 | i96 | 35

## Generator_Map
| s101 | s102 | s103 | s104 | s105 | s106 | s107 | s108 | s109 | s110 | s111 | s112 | s113 | s114 | s115 | s116 | s117 | s118 | s119 | s120 | s121 | s122 | s123 | s124 | s201 | s202 | s203 | s204 | s205 | s206 | s207 | s208 | s209 | s210 | s211 | s212 | s213 | s214 | s215 | s216 | s217 | s218 | s219 | s220 | s221 | s222 | s223 | s224 | s301 | s302 | s303 | s304 | s305 | s306 | s307 | s308 | s309 | s310 | s311 | s312 | s313 | s314 | s315 | s316 | s317 | s318 | s319 | s320 | s321 | s322 | s323 | s324 | s325
i1 | bar: s101
i2 | bar: s101
i3 | bar: s101
i4 | bar: s101
i5 | bar: s102
i6 | bar: s102
i7 | bar: s102
i8 | bar: s102
i9 | bar: s107
i10 | bar: s107
i11 | bar: s108
i12 | bar: s113
i13 | bar: s113
i14 | bar: s113
i15 | bar: s115
i16 | bar: s115
i17 | bar: s115
i18 | bar: s115
i19 | bar: s115
i20 | bar: s115
i21 | bar: s116
i22 | bar: s118
i23 | bar: s121
i24 | bar: s122
i25 | bar: s122
i26 | bar: s122
i27 | bar: s122
i28 | bar: s122
i29 | bar: s122
i30 | bar: s123
i31 | bar: s123
i32 | bar: s123
i33 | bar: s201
i34 | bar: s201
i35 | bar: s201
i36 | bar: s201
i37 | bar: s202
i38 | bar: s202
i39 | bar: s202
i40 | bar: s202
i41 | bar: s207
i42 | bar: s208
i43 | bar: s208
i44 | bar: s213
i45 | bar: s213
i46 | bar: s213
i47 | bar: s215
i48 | bar: s215
i49 | bar: s215
i50 | bar: s215
i51 | bar: s215
i52 | bar: s215
i53 | bar: s216
i54 | bar: s218
i55 | bar: s221
i56 | bar: s222
i57 | bar: s222
i58 | bar: s222
i59 | bar: s222
i60 | bar: s222
i61 | bar: s222
i62 | bar: s223
i63 | bar: s223
i64 | bar: s223
i65 | bar: s301
i66 | bar: s301
i67 | bar: s301
i68 | bar: s301
i69 | bar: s302
i70 | bar: s302
i71 | bar: s302
i72 | bar: s302
i73 | bar: s307
i74 | bar: s308
i75 | bar: s308
i76 | bar: s313
i77 | bar: s313
i78 | bar: s313
i79 | bar: s315
i80 | bar: s315
i81 | bar: s315
i82 | bar: s315
i83 | bar: s315
i84 | bar: s315
i85 | bar: s316
i86 | bar: s318
i87 | bar: s321
i88 | bar: s322
i89 | bar: s322
i90 | bar: s322
i91 | bar: s322
i92 | bar: s322
i93 | bar: s322
i94 | bar: s323
i95 | bar: s323
i96 | bar: s323

## Generator_Commitments
| i1 | i2 | i3 | i4 | i5 | i6 | i7 | i8 | i9 | i10 | i11 | i12 | i13 | i14 | i15 | i16 | i17 | i18 | i19 | i20 | i21 | i22 | i23 | i24 | i25 | i26 | i27 | i28 | i29 | i30 | i31 | i32 | i33 | i34 | i35 | i36 | i37 | i38 | i39 | i40 | i41 | i42 | i43 | i44 | i45 | i46 | i47 | i48 | i49 | i50 | i51 | i52 | i53 | i54 | i55 | i56 | i57 | i58 | i59 | i60 | i61 | i62 | i63 | i64 | i65 | i66 | i67 | i68 | i69 | i70 | i71 | i72 | i73 | i74 | i75 | i76 | i77 | i78 | i79 | i80 | i81 | i82 | i83 | i84 | i85 | i86 | i87 | i88 | i89 | i90 | i91 | i92 | i93 | i94 | i95 | i96
t7 | 0 | 1 | 0 | 0 | 0 | 0 | 0 | 0 | 0 | 0 | 0 | 0 | 0 | 0 | 0 | 0 | 0 | 0 | 0 | 0 | 0 | 0 | 0 | 0 | 0 | 0 | 0 | 0 | 0 | 0 | 0 | 0 | 0 | 0 | 0 | 0 | 0 | 0 | 0 | 0 | 0 | 0 | 0 | 0 | 0 | 0 | 0 | 0 | 0 | 0 | 0 | 0 | 0 | 0 | 0 | 0 | 0 | 0 | 0 | 0 | 0 | 0 | 0 | 0 | 0 | 0 | 0 | 0 | 0 | 0 | 0 | 0 | 0
t35 | 0 | 0 | 0 | 0 | 0 | 0 | 0 | 0 | 0 | 0 | 0 | 0 | 0 | 0 | 0 | 0 | 0 | 0 | 0 | 0 | 0 | 0 | 0 | 0 | 1 | 0 | 0 | 0 | 0 | 0 | 0 | 0 | 0 | 0 | 0 | 0 | 0 | 0 | 0 | 0 | 0 | 0 | 0 | 0 | 0 | 0 | 0 | 0 | 0 | 0 | 0 | 0 | 0 | 0 | 0 | 0 | 0 | 0 | 0 | 0 | 0 | 0 | 0 | 0 | 0 | 0 | 0 | 0 | 0 | 0 | 0 | 0 | 0

## Generator_Outputs
| i1 | i2 | i3 | i4 | i5 | i6 | i7 | i8 | i9 | i10 | i11 | i12 | i13 | i14 | i15 | i16 | i17 | i18 | i19 | i20 | i21 | i22 | i23 | i24 | i25 | i26 | i27 | i28 | i29 | i30 | i31 | i32 | i33 | i34 | i35 | i36 | i37 | i38 | i39 | i40 | i41 | i42 | i43 | i44 | i45 | i46 | i47 | i48 | i49 | i50 | i51 | i52 | i53 | i54 | i55 | i56 | i57 | i58 | i59 | i60 | i61 | i62 | i63 | i64 | i65 | i66 | i67 | i68 | i69 | i70 | i71 | i72 | i73 | i74 | i75 | i76 | i77 | i78 | i79 | i80 | i81 | i82 | i83 | i84 | i85 | i86 | i87 | i88 | i89 | i90 | i91 | i92 | i93 | i94 | i95 | i96
t7 | Eps | Eps | 76 | 76 | Eps | Eps | 76 | 76 | 100 | 100 | 100 | 197 | 197 | 197 | Eps | Eps | Eps | Eps | Eps | 54.24 | 54.24 | Eps | 400 | Eps | Eps | Eps | Eps | Eps | Eps | 54.24 | Eps | Eps | Eps | Eps | 76 | Eps | Eps | Eps | 76 | 76 | 100 | 100 | 100 | 197 | 197 | 197 | Eps | Eps | Eps | Eps | Eps | 54.24 | 54.24 | 400 | 400 | Eps | Eps | Eps | Eps | Eps | Eps | Eps | Eps | 140 | Eps | Eps | Eps | Eps | Eps | Eps | Eps | Eps | 100 | 100 | 100 | 197 | 197 | 197 | Eps | Eps | Eps | Eps | Eps | Eps | Eps | Eps | 400 | Eps | Eps | Eps | Eps | Eps | Eps | 54.24 | Eps | Eps
t35 | Eps | Eps | 76 | 76 | Eps | Eps | 76 | 76 | 100 | 100 | 100 | 197 | 197 | 197 | Eps | Eps | Eps | Eps | Eps | Eps | Eps | 400 | 400 | 26 | Eps | Eps | Eps | Eps | Eps | Eps | 155 | 233.3333 | Eps | Eps | 76 | 76 | Eps | Eps | 76 | 76 | 100 | 100 | 100 | 197 | 197 | 197 | Eps | Eps | Eps | Eps | Eps | Eps | 155 | 400 | 400 | Eps | Eps | Eps | Eps | Eps | Eps | 155 | 155 | 185.9724 | Eps | Eps | 76 | 76 | Eps | Eps | 76 | 76 | 100 | 100 | 100 | 197 | 197 | 197 | Eps | Eps | Eps | Eps | Eps | Eps | 155 | 400 | 400 | Eps | Eps | Eps | Eps | Eps | Eps | Eps | 155 | Eps
On? | bar: i3 to i4; i7 to i14; i20 to i24; i30 to i32; i35 to i36; i39 to i46; i52 to i55; i62 to i64; i67 to i68; i71 to i78; i85 to i87; i94 to i95

## Load_Active
| s101 | s102 | s103 | s104 | s105 | s106 | s107 | s108 | s109 | s110 | s111 | s112 | s113 | s114 | s115 | s116 | s117 | s118 | s119 | s120 | s121 | s122 | s123 | s124 | s201 | s202 | s203 | s204 | s205 | s206 | s207 | s208 | s209 | s210 | s211 | s212 | s213 | s214 | s215 | s216 | s217 | s218 | s219 | s220 | s221 | s222 | s223 | s224 | s301 | s302 | s303 | s304 | s305 | s306 | s307 | s308 | s309 | s310 | s311 | s312 | s313 | s314 | s315 | s316 | s317 | s318 | s319 | s320 | s321 | s322 | s323 | s324 | s325 | Time | Total load
t7 | 70.6713 | 63.2322 | 117.1656 | 48.354 | 46.4943 | 89.269 | 81.8299 | 111.5863 | 113.446 | 126.4644 | 0 | 0 | 172.9587 | 126.4644 | 206.4346 | 65.092 | 0 | 217.5932 | 119.0253 | 83.6897 | 0 | 0 | 0 | 0 | 70.6713 | 63.2322 | 117.1656 | 48.354 | 46.4943 | 89.269 | 81.8299 | 111.5863 | 113.446 | 126.4644 | 0 | 0 | 172.9587 | 126.4644 | 206.4346 | 65.092 | 0 | 217.5932 | 119.0253 | 83.6897 | 0 | 0 | 0 | 0 | 70.6713 | 63.2322 | 117.1656 | 48.354 | 46.4943 | 89.269 | 81.8299 | 111.5863 | 113.446 | 126.4644 | 0 | 0 | 172.9587 | 126.4644 | 206.4346 | 65.092 | 0 | 217.5932 | 119.0253 | 83.6897 | 0 | 0 | 0 | 0 | 0 | 7 | 5579.3131
t35 | 98.5825 | 88.2054 | 163.4393 | 67.4512 | 64.8569 | 124.5252 | 114.1481 | 155.6565 | 158.2508 | 176.4107 | 0 | 0 | 241.2676 | 176.4107 | 287.9645 | 90.7996 | 0 | 303.5302 | 166.0336 | 116.7424 | 0 | 0 | 0 | 0 | 98.5825 | 88.2054 | 163.4393 | 67.4512 | 64.8569 | 124.5252 | 114.1481 | 155.6565 | 158.2508 | 176.4107 | 0 | 0 | 241.2676 | 176.4107 | 287.9645 | 90.7996 | 0 | 303.5302 | 166.0336 | 116.7424 | 0 | 0 | 0 | 0 | 98.5825 | 88.2054 | 163.4393 | 67.4512 | 64.8569 | 124.5252 | 114.1481 | 155.6565 | 158.2508 | 176.4107 | 0 | 0 | 241.2676 | 176.4107 | 287.9645 | 90.7996 | 0 | 303.5302 | 166.0336 | 116.7424 | 0 | 0 | 0 | 0 | 0 | 35 | 7782.8256

## Load_Reactive
| s101 | s102 | s103 | s104 | s105 | s106 | s107 | s108 | s109 | s110 | s111 | s112 | s113 | s114 | s115 | s116 | s117 | s118 | s119 | s120 | s121 | s122 | s123 | s124 | s201 | s202 | s203 | s204 | s205 | s206 | s207 | s208 | s209 | s210 | s211 | s212 | s213 | s214 | s215 | s216 | s217 | s218 | s219 | s220 | s221 | s222 | s223 | s224 | s301 | s302 | s303 | s304 | s305 | s306 | s307 | s308 | s309 | s310 | s311 | s312 | s313 | s314 | s315 | s316 | s317 | s318 | s319 | s320 | s321 | s322 | s323 | s324 | s325
t7 | 7.0671 | 6.3232 | 11.7166 | 4.8354 | 4.6494 | 8.9269 | 8.183 | 11.1586 | 11.3446 | 12.6464 | 0 | 0 | 17.2959 | 12.6464 | 20.6435 | 6.5092 | 0 | 21.7593 | 11.9025 | 8.369 | 0 | 0 | 0 | 0 | 7.0671 | 6.3232 | 11.7166 | 4.8354 | 4.6494 | 8.9269 | 8.183 | 11.1586 | 11.3446 | 12.6464 | 0 | 0 | 17.2959 | 12.6464 | 20.6435 | 6.5092 | 0 | 21.7593 | 11.9025 | 8.369 | 0 | 0 | 0 | 0 | 7.0671 | 6.3232 | 11.7166 | 4.8354 | 4.6494 | 8.9269 | 8.183 | 11.1586 | 11.3446 | 12.6464 | 0 | 0 | 17.2959 | 12.6464 | 20.6435 | 6.5092 | 0 | 21.7593 | 11.9025 | 8.369 | 0 | 0 | 0 | 0 | 0
t35 | 9.8582 | 8.8205 | 16.3439 | 6.7451 | 6.4857 | 12.4525 | 11.4148 | 15.5657 | 15.8251 | 17.6411 | 0 | 0 | 24.1268 | 17.6411 | 28.7965 | 9.08 | 0 | 30.353 | 16.6034 | 11.6742 | 0 | 0 | 0 | 0 | 9.8582 | 8.8205 | 16.3439 | 6.7451 | 6.4857 | 12.4525 | 11.4148 | 15.5657 | 15.8251 | 17.6411 | 0 | 0 | 24.1268 | 17.6411 | 28.7965 | 9.08 | 0 | 30.353 | 16.6034 | 11.6742 | 0 | 0 | 0 | 0 | 9.8582 | 8.8205 | 16.3439 | 6.7451 | 6.4857 | 12.4525 | 11.4148 | 15.5657 | 15.8251 | 17.6411 | 0 | 0 | 24.1268 | 17.6411 | 28.7965 | 9.08 | 0 | 30.353 | 16.6034 | 11.6742 | 0 | 0 | 0 | 0 | 0

## Wind_Deterministic
Deterministic Wind - Best Forecast (MW)
| w1 | w2 | w3 | w4 | w5 | w6 | w7 | w8 | w9 | w10 | w11 | w12 | w13 | w14 | w15 | w16 | w17 | w18 | w19
t7 | 8.2066 | 4.5042 | 48.4807 | 81.9395 | 15.2571 | 32.0439 | 21.1687 | 53.6997 | 8.052 | 5.4718 | 30.367 | 4.2423 | 7.062 | 1.8813 | 16.7557 | 27.8912 | 30.4026 | 28.2234 | 1.4598
t35 | 9.8346 | 1.0106 | 4.7684 | 12.9645 | 2.4265 | 7.2998 | 6.9726 | 1.506 | 3.5725 | 33.4027 | 86.0222 | 6.6823 | 2.4228 | 1.7307 | 51.2907 | 7.5902 | 49.7757 | 3.7447 | 0.75883

## Wind_Data
Bounds |  |  |  |  | Max Ramps
|  |  | UP | DOWN |  |  |  | UP | DOWN
|  |  | col1 | col2 |  |  |  | col1 | col2
t7 | . | w1 | 44.2613 | 0 | t7 | . | w1 | 8.1499 | -19.8384
t7 | . | w2 | 30.0969 | 0 | t7 | . | w2 | 44.54 | -62.0142
t7 | . | w3 | 176.6806 | 4.4836 | t7 | . | w3 | 62.5882 | -378.4889
t7 | . | w4 | 227.8505 | 5.0023 | t7 | . | w4 | 60.4839 | -510.288
t7 | . | w5 | 59.6246 | 0 | t7 | . | w5 | 21.1882 | -59.6075
t7 | . | w6 | 110.4351 | 0 | t7 | . | w6 | 66.7346 | -171.839
t7 | . | w7 | 92.64 | 0 | t7 | . | w7 | 56.9591 | -496.281
t7 | . | w8 | 140.3244 | 8.1729 | t7 | . | w8 | 15.0749 | -111.265
t7 | . | w9 | 35.5083 | 0 | t7 | . | w9 | 33.3824 | -199.4246
t7 | . | w10 | 18.9926 | 0 | t7 | . | w10 | 5.5624 | -73.2392
t7 | . | w11 | 102.1259 | 1.6387 | t7 | . | w11 | 22.8227 | -145.4047
t7 | . | w12 | 30.3823 | 0 | t7 | . | w12 | 52.5201 | -174.4022
t7 | . | w13 | 34.9112 | 0 | t7 | . | w13 | 67.8841 | -107.057
t7 | . | w14 | 15.2215 | 0 | t7 | . | w14 | 22.191 | -75.4766
t7 | . | w15 | 64.073 | 0 | t7 | . | w15 | 138.8795 | -286.9158
t7 | . | w16 | 70.7895 | 0 | t7 | . | w16 | 39.8343 | -108.6367
t7 | . | w17 | 119.3338 | 2.9232 | t7 | . | w17 | 28.9979 | -132.1814
t7 | . | w18 | 77.2219 | 0 | t7 | . | w18 | 48.4259 | -111.3943
t7 | . | w19 | 10.2376 | 0 | t7 | . | w19 | 26.71 | -109.5922
t35 | . | w1 | 48.3921 | 0 | t35 | . | w1 | 83.5674 | -236.6479
t35 | . | w2 | 17.87 | 0 | t35 | . | w2 | 47.4162 | -134.257
t35 | . | w3 | 85.7717 | 0 | t35 | . | w3 | 39.9403 | -304.1188
t35 | . | w4 | 58.4206 | 0 | t35 | . | w4 | 41.4052 | -196.737
t35 | . | w5 | 18.9018 | 0 | t35 | . | w5 | 80.6322 | -119.181
t35 | . | w6 | 104.2627 | 0 | t35 | . | w6 | 114.7272 | -272.6564
t35 | . | w7 | 93.5165 | 0 | t35 | . | w7 | 98.5368 | -313.7173
t35 | . | w8 | 43.8622 | 0 | t35 | . | w8 | 45.9769 | -82.8644
t35 | . | w9 | 31.1937 | 0 | t35 | . | w9 | 33.4932 | -77.6977
t35 | . | w10 | 67.9249 | 7.6424 | t35 | . | w10 | 32.8403 | -72.9009
t35 | . | w11 | 195.1035 | 11.5424 | t35 | . | w11 | 178.9801 | -137.4277
t35 | . | w12 | 33.3882 | 0 | t35 | . | w12 | 29.8274 | -29.6456
t35 | . | w13 | 15.694 | 0 | t35 | . | w13 | 13.4637 | -48.8746
t35 | . | w14 | 20.1626 | 0 | t35 | . | w14 | 18.8918 | -13.0466
t35 | . | w15 | 108.0989 | 0.87386 | t35 | . | w15 | 35.8666 | -59.6345
t35 | . | w16 | 49.2182 | 0 | t35 | . | w16 | 592.5114 | -592.5544
t35 | . | w17 | 116.8372 | 5.034 | t35 | . | w17 | 54.2612 | -74.3334
t35 | . | w18 | 36.3329 | 0 | t35 | . | w18 | 6.649 | -88.628
t35 | . | w19 | 18.6696 | 0 | t35 | . | w19 | 10.13 | -15.0298

## Wind_Curtailed
Curtailed Wind (MW)
| w1 | w2 | w3 | w4 | w5 | w6 | w7 | w8 | w9 | w10 | w11 | w12 | w13 | w14 | w15 | w16 | w17 | w18 | w19
t7 | Eps | Eps | Eps | Eps | Eps | Eps | Eps | Eps | Eps | Eps | Eps | Eps | Eps | Eps | Eps | Eps | Eps | Eps | Eps
t35 | Eps | Eps | Eps | Eps | Eps | Eps | Eps | Eps | Eps | Eps | Eps | Eps | Eps | Eps | Eps | Eps | Eps | Eps | Eps

## Wind_Map
| s101 | s102 | s103 | s104 | s105 | s106 | s107 | s108 | s109 | s110 | s111 | s112 | s113 | s114 | s115 | s116 | s117 | s118 | s119 | s120 | s121 | s122 | s123 | s124 | s201 | s202 | s203 | s204 | s205 | s206 | s207 | s208 | s209 | s210 | s211 | s212 | s213 | s214 | s215 | s216 | s217 | s218 | s219 | s220 | s221 | s222 | s223 | s224 | s301 | s302 | s303 | s304 | s305 | s306 | s307 | s308 | s309 | s310 | s311 | s312 | s313 | s314 | s315 | s316 | s317 | s318 | s319 | s320 | s321 | s322 | s323 | s324 | s325
w1 | bar: s102
w2 | bar: s114
w3 | bar: s116
w4 | bar: s117
w5 | bar: s118
w6 | bar: s119
w7 | bar: s120
w8 | bar: s121
w9 | bar: s123
w10 | bar: s202
w11 | bar: s202
w12 | bar: s212
w13 | bar: s213
w14 | bar: s219
w15 | bar: s220
w16 | bar: s223
w17 | bar: s301
w18 | bar: s306
w19 | bar: s309

## Storage_Data
Max. Charging Power (MW) |  | Max. Discharging Power (MW) |  | Max. Energy Capacity (MWh) |  | Charging efficiency: | 0.9
| column1 |  | column1 |  | column1 | Discharging efficiency: | 0.9
s101 | 0 | s101 | 0 | s101 | 0
s102 | 0 | s102 | 0 | s102 | 0
s103 | 0 | s103 | 0 | s103 | 0
s104 | 0 | s104 | 0 | s104 | 0
s105 | 0 | s105 | 0 | s105 | 0
s106 | 0 | s106 | 0 | s106 | 0
s107 | 0 | s107 | 0 | s107 | 0
s108 | 0 | s108 | 0 | s108 | 0
s109 | 0 | s109 | 0 | s109 | 0
s110 | 0 | s110 | 0 | s110 | 0
s111 | 0 | s111 | 0 | s111 | 0
s112 | 0 | s112 | 0 | s112 | 0
s113 | 0 | s113 | 0 | s113 | 0
s114 | 0 | s114 | 0 | s114 | 0
s115 | 0 | s115 | 0 | s115 | 0
s116 | 41 | s116 | 41 | s116 | 303
s117 | 17 | s117 | 17 | s117 | 117
s118 | 0 | s118 | 0 | s118 | 0
s119 | 36 | s119 | 36 | s119 | 247
s120 | 0 | s120 | 0 | s120 | 0
s121 | 93 | s121 | 93 | s121 | 629
s122 | 0 | s122 | 0 | s122 | 0
s123 | 0 | s123 | 0 | s123 | 0
s124 | 0 | s124 | 0 | s124 | 0
s201 | 0 | s201 | 0 | s201 | 0
s202 | 22 | s202 | 22 | s202 | 143
s203 | 0 | s203 | 0 | s203 | 0
s204 | 0 | s204 | 0 | s204 | 0
s205 | 0 | s205 | 0 | s205 | 0
s206 | 0 | s206 | 0 | s206 | 0
s207 | 0 | s207 | 0 | s207 | 0
s208 | 12 | s208 | 12 | s208 | 76
s209 | 0 | s209 | 0 | s209 | 0
s210 | 0 | s210 | 0 | s210 | 0
s211 | 0 | s211 | 0 | s211 | 0
s212 | 0 | s212 | 0 | s212 | 0
s213 | 0 | s213 | 0 | s213 | 0
s214 | 0 | s214 | 0 | s214 | 0
s215 | 0 | s215 | 0 | s215 | 0
s216 | 0 | s216 | 0 | s216 | 0
s217 | 0 | s217 | 0 | s217 | 0
s218 | 0 | s218 | 0 | s218 | 0
s219 | 0 | s219 | 0 | s219 | 0
s220 | 0 | s220 | 0 | s220 | 0
s221 | 0 | s221 | 0 | s221 | 0
s222 | 0 | s222 | 0 | s222 | 0
s223 | 54 | s223 | 54 | s223 | 354
s224 | 0 | s224 | 0 | s224 | 0
s301 | 0 | s301 | 0 | s301 | 0
s302 | 0 | s302 | 0 | s302 | 0
s303 | 0 | s303 | 0 | s303 | 0
s304 | 0 | s304 | 0 | s304 | 0
s305 | 0 | s305 | 0 | s305 | 0
s306 | 0 | s306 | 0 | s306 | 0
s307 | 0 | s307 | 0 | s307 | 0
s308 | 0 | s308 | 0 | s308 | 0
s309 | 0 | s309 | 0 | s309 | 0
s310 | 0 | s310 | 0 | s310 | 0
s311 | 0 | s311 | 0 | s311 | 0
s312 | 0 | s312 | 0 | s312 | 0
s313 | 0 | s313 | 0 | s313 | 0
s314 | 0 | s314 | 0 | s314 | 0
s315 | 0 | s315 | 0 | s315 | 0
s316 | 0 | s316 | 0 | s316 | 0
s317 | 0 | s317 | 0 | s317 | 0
s318 | 0 | s318 | 0 | s318 | 0
s319 | 0 | s319 | 0 | s319 | 0
s320 | 0 | s320 | 0 | s320 | 0
s321 | 0 | s321 | 0 | s321 | 0
s322 | 0 | s322 | 0 | s322 | 0
s323 | 0 | s323 | 0 | s323 | 0
s324 | 0 | s324 | 0 | s324 | 0
s325 | 41 | s325 | 41 | s325 | 243

## Storage_State
| s101 | s102 | s103 | s104 | s105 | s106 | s107 | s108 | s109 | s110 | s111 | s112 | s113 | s114 | s115 | s116 | s117 | s118 | s119 | s120 | s121 | s122 | s123 | s124 | s201 | s202 | s203 | s204 | s205 | s206 | s207 | s208 | s209 | s210 | s211 | s212 | s213 | s214 | s215 | s216 | s217 | s218 | s219 | s220 | s221 | s222 | s223 | s224 | s301 | s302 | s303 | s304 | s305 | s306 | s307 | s308 | s309 | s310 | s311 | s312 | s313 | s314 | s315 | s316 | s317 | s318 | s319 | s320 | s321 | s322 | s323 | s324 | s325
t7 | Eps | Eps | Eps | Eps | Eps | Eps | Eps | Eps | Eps | Eps | Eps | Eps | Eps | Eps | Eps | 246 | 94.582 | Eps | 205.2638 | Eps | 558 | Eps | Eps | Eps | Eps | 132 | Eps | Eps | Eps | Eps | Eps | 60 | Eps | Eps | Eps | Eps | Eps | Eps | Eps | Eps | Eps | Eps | Eps | Eps | Eps | Eps | 317.3035 | Eps | Eps | Eps | Eps | Eps | Eps | Eps | Eps | Eps | Eps | Eps | Eps | Eps | Eps | Eps | Eps | Eps | Eps | Eps | Eps | Eps | Eps | Eps | Eps | Eps | 207.9001
t35 | Eps | Eps | Eps | Eps | Eps | Eps | Eps | Eps | Eps | Eps | Eps | Eps | Eps | Eps | Eps | 41 | 17 | Eps | 36 | Eps | 93 | Eps | Eps | Eps | Eps | 22 | Eps | Eps | Eps | Eps | Eps | 12 | Eps | Eps | Eps | Eps | Eps | Eps | Eps | Eps | Eps | Eps | Eps | Eps | Eps | Eps | 54 | Eps | Eps | Eps | Eps | Eps | Eps | Eps | Eps | Eps | Eps | Eps | Eps | Eps | Eps | Eps | Eps | Eps | Eps | Eps | Eps | Eps | Eps | Eps | Eps | Eps | 41

## Storage_Charging
| s101 | s102 | s103 | s104 | s105 | s106 | s107 | s108 | s109 | s110 | s111 | s112 | s113 | s114 | s115 | s116 | s117 | s118 | s119 | s120 | s121 | s122 | s123 | s124 | s201 | s202 | s203 | s204 | s205 | s206 | s207 | s208 | s209 | s210 | s211 | s212 | s213 | s214 | s215 | s216 | s217 | s218 | s219 | s220 | s221 | s222 | s223 | s224 | s301 | s302 | s303 | s304 | s305 | s306 | s307 | s308 | s309 | s310 | s311 | s312 | s313 | s314 | s315 | s316 | s317 | s318 | s319 | s320 | s321 | s322 | s323 | s324 | s325
t7 | Eps | Eps | Eps | Eps | Eps | Eps | Eps | Eps | Eps | Eps | Eps | Eps | Eps | Eps | Eps | Eps | Eps | Eps | Eps | Eps | Eps | Eps | Eps | Eps | Eps | 5.8678 | Eps | Eps | Eps | Eps | Eps | Eps | Eps | Eps | Eps | Eps | Eps | Eps | Eps | Eps | Eps | Eps | Eps | Eps | Eps | Eps | Eps | Eps | Eps | Eps | Eps | Eps | Eps | Eps | Eps | Eps | Eps | Eps | Eps | Eps | Eps | Eps | Eps | Eps | Eps | Eps | Eps | Eps | Eps | Eps | Eps | Eps | Eps
t35 | Eps | Eps | Eps | Eps | Eps | Eps | Eps | Eps | Eps | Eps | Eps | Eps | Eps | Eps | Eps | -41 | -17 | Eps | -36 | Eps | -93 | Eps | Eps | Eps | Eps | -22 | Eps | Eps | Eps | Eps | Eps | -12 | Eps | Eps | Eps | Eps | Eps | Eps | Eps | Eps | Eps | Eps | Eps | Eps | Eps | Eps | -54 | Eps | Eps | Eps | Eps | Eps | Eps | Eps | Eps | Eps | Eps | Eps | Eps | Eps | Eps | Eps | Eps | Eps | Eps | Eps | Eps | Eps | Eps | Eps | Eps | Eps | -41

## LMPs
| s101 | s102 | s103 | s104 | s105 | s106 | s107 | s108 | s109 | s110 | s111 | s112 | s113 | s114 | s115 | s116 | s117 | s118 | s119 | s120 | s121 | s122 | s123 | s124 | s201 | s202 | s203 | s204 | s205 | s206 | s207 | s208 | s209 | s210 | s211 | s212 | s213 | s214 | s215 | s216 | s217 | s218 | s219 | s220 | s221 | s222 | s223 | s224 | s301 | s302 | s303 | s304 | s305 | s306 | s307 | s308 | s309 | s310 | s311 | s312 | s313 | s314 | s315 | s316 | s317 | s318 | s319 | s320 | s321 | s322 | s323 | s324 | s325
t7 | 21.5998 | 21.5998 | 21.5998 | 21.5998 | 21.5998 | 21.5998 | 21.5998 | 21.5998 | 21.5998 | 21.5998 | 21.5998 | 21.5998 | 21.5998 | 21.5998 | 21.5998 | 21.5998 | 21.5998 | 21.5998 | 21.5998 | 21.5998 | 21.5998 | 21.5998 | 21.5998 | 21.5998 | 21.5998 | 21.5998 | 21.5998 | 21.5998 | 21.5998 | 21.5998 | 21.5998 | 21.5998 | 21.5998 | 21.5998 | 21.5998 | 21.5998 | 21.5998 | 21.5998 | 21.5998 | 21.5998 | 21.5998 | 21.5998 | 21.5998 | 21.5998 | 21.5998 | 21.5998 | 21.5998 | 21.5998 | 21.5998 | 21.5998 | 21.5998 | 21.5998 | 21.5998 | 21.5998 | 21.5998 | 21.5998 | 21.5998 | 21.5998 | 21.5998 | 21.5998 | 21.5998 | 21.5998 | 21.5998 | 21.5998 | 21.5998 | 21.5998 | 21.5998 | 21.5998 | 21.5998 | 21.5998 | 21.5998 | 21.5998 | 21.5998
t35 | 26.8076 | 26.8076 | 26.8076 | 26.8076 | 26.8076 | 26.8076 | 26.8076 | 26.8076 | 26.8076 | 26.8076 | 26.8076 | 26.8076 | 26.8076 | 26.8076 | 26.8076 | 26.8076 | 26.8076 | 26.8076 | 26.8076 | 26.8076 | 26.8076 | 26.8076 | 26.8076 | 26.8076 | 26.8076 | 26.8076 | 26.8076 | 26.8076 | 26.8076 | 26.8076 | 26.8076 | 26.8076 | 26.8076 | 26.8076 | 26.8076 | 26.8076 | 26.8076 | 26.8076 | 26.8076 | 26.8076 | 26.8076 | 26.8076 | 26.8076 | 26.8076 | 26.8076 | 26.8076 | 26.8076 | 26.8076 | 26.8076 | 26.8076 | 26.8076 | 26.8076 | 26.8076 | 26.8076 | 26.8076 | 26.8076 | 26.8076 | 26.8076 | 26.8076 | 26.8076 | 26.8076 | 26.8076 | 26.8076 | 26.8076 | 26.8076 | 26.8076 | 26.8076 | 26.8076 | 26.8076 | 26.8076 | 26.8076 | 26.8076 | 26.8076